## Introduction
AS Survey 2021
Survey on Ancillary Services Procurement and Electricity Balancing Market Design
The survey provides support for the implementation of the Electricity Balancing Guideline (EB Regulation) and highlights the challenges facing the pan-European harmonisation of electricity balancing market design. The survey information is used to monitor the implementation of the EB Regulation and to report on the development towards a European balancing market.
The members who responded to the 2019 survey are as follows: Austria, Belgium, Bosnia & Herzegovina, Bulgaria, Croatia, Czech Republic, Denmark, Estonia, Finland, France, Germany, Greece, Hungary, Ireland, Northern Ireland, Italy, Latvia, Lithuania, Luxembourg, Northern Ireland, Norway, Poland, Portugal, Romania, Serbia, Slovakia, Slovenia, Spain, Sweden, Switzerland and The Netherlands.
Caveats
This is a relatively high-level exercise (not all details are captured).
Developing a single set of definitions for the purpose of this survey, we experienced the difficulty to match the various concepts used in different countries. As a consequence, in some specific cases, the position of a country in a certain group might be debatable.
This is based on information updated in May 2022 and describes the mechanisms in place in 2021, irrespective of any updates which might already be foreseen for the future.
Visualizing the answers, we distinguished the TSO who responded the questionnaire, but doesn’t have answer to the certain question (marked with „N/A”) from the TSO who did not response the questionnaire (marked with ”Missing data”).
For more information on the Ancillary services survey, please contact Kristine Marcina <kristine.marcina@entsoe.eu> or Nino Vakhtangishvili <nino.vakhtangishvili@entsoe.eu>

## Definitions
Terms and Definitions
Link to the ENTSO-E EMR Glossary
Term | Definition
Activation rule | How the frequency restoration reserves are activated i.e. by a Pro-Rata system or on the basis of a Merit Order (cheapest being activated first).
Activation Purpose | Are activations for other purposes than Balancing (e.g. congestion management) possible?
Activation Time | Activation Time means the period of time between receipt of a valid instruction by the Activation Optimisation Function and the end of ramping to meet that instruction.
Additional Components | Other components which determine imbalance charges.
Aggravating Data | Aggregated measurement data (no detail about single units in the pool)
Aggravating Imbalance | BRP imbalance same direction as Imbalance Price Area imbalance.
All possible options | In this case all possible provider types were chosen (Generator + Demand-side response + Pump Storage + Batteries + Distributed generation)
Average Control Energy Price | Average Control Energy Price is calculated by taking the sum of the control energy prices and dividing it by the number of the prices being examined.
Balance Responsible Party (BRP) | Balancing Responsible Party means a market participant or its chosen representative responsible for its Imbalances.
Balancing Obligation Enforcement | Nature of balance responsibility enforcement.
Central Dispatch | Central dispatch means a scheduling and dispatching model where the generation schedules and consumption schedules as well as dispatching of power generating facilities and demand facilities, in reference to dispatchable facilities, are determined by a TSO within the integrated scheduling process.
Complaint Period | Length of time for which complaints can be made which will be considered in relation to settlement (after the finalized data are produced).
Consumption Responsible Party (CRP) | A party who can be brought to rights, legally and financially, for any imbalance between energy nominated and consumed for all associated Accounting Points.
Cost Recovery Scheme | From who are the costs recovered.
Day Ahead Market Price | Price which evolved on the day ahead market.
Distance to real time of energy products (reserve products activation) | The time ahead from real time when TSO activates a given product (for instance 15 minutes in the case of mFRR/tertiary energy).
Distance to real time of reserve products auctions | The time ahead from real time when auction/agreement for an specific balancing product takes place (for instance = 1 year in the case of a reserve agreement signed 1 year ahead of real time).
Direct sub-meter data | Dedicated energy meter for each device behind the certified meter.
Indirect sub-meter data | Derived from the status (ON/OFF) of each controlled device behind the certified meter
Dual Imbalance Pricing | Dual imbalance pricing means that, for a given ISP in a given imbalance price area, the price for negative imbalance is not equal to the price for positive imbalance in sign and/or size.
Dual Imbalance Pricing some ISPs | Dual imbalance pricing is applied only for some ISPs and for others the Single Imbalance Pricing is applied.
Ex-post Check | When the monitoring of performance of plant carried out 24 hours after the delivery period.
Exemptions | Market participants which do not have obligations to be responsible for its imbalance.
Exemptions | Those parties that do not have a balancing obligation.
Explicit offer | Specified and limited bids - for Standing unit
Final Imbalance Price | Imbalance price means the price, be it positive, zero or negative, in each imbalance settlement period for an imbalance in each direction. Final imbalance price is calculated price for settlement period that cannot be changed anymore.
Free Offers | Possibility to offer balancing energy bids without a contract for Balancing Capacity
Frequency Containment Reserve (FCR) | Operating reserves activated for stabilizing System Frequency after an imbalance.
Frequency Restoration Reserve (FRR) | Reserves activated to restore System Frequency to the Nominal Frequency and, where applicable, power balance to the scheduled value. aFRR means automatic FRR, mFRR means manual FRR.
FSkar in Imbalance Charges | Applicable to SA CE and Nordic only: If FSkar process is implemented (Financial Settlement of TSO-TSO exchanges of energy) do you cover this cost/income in your imbalance settlement process?
Gate Closure Times (GCT) | Deadline for the participation to a given market or mechanism.
Grid User | The natural or legal person supplying to, or being supplied with active and/or reactive power by a TSO or DSO.
Hybrid | Combination of given options.
Charges and/or fees | Charges and/or fees if the DSO does not respect the tan Phi and/or the diagram rule.
Imbalance Position | The declared energy volume of a balance responsible party used for the calculation of its imbalance.
Imbalance Price | The price, be it positive, zero or negative, in each imbalance settlement period for an imbalance in each direction.
Imbalance Price Area | The area for the calculation of an imbalance price.
Imbalance Settlement Period | The unit of settlement that is applied to the quantities in which the time series is expressed.
Implicit offer
Intraday Market Price | The price of the market within regular business hours, short-term prices.
Local constraint | Local constraint means a situation in which there is a need to implement Remedial Action in order to respect Operational Security Limits in the matter of the location.
Main component of Imbalance Prices | The component that determines imbalance charges most of the time.
Mandatory only | Generators connected to the grid are obligated to reserve a certain amount of capacity in order to meet TSO requirements, for a fixed price set by TSO, NRA or for free.
Market only | There is no contract or obligation for a grid user to offer the reserve (before the offer). The grid user can voluntary participate in the market (e.g. tender, auction, market platform (like PX)) and bid a price or customize his offer (e.g. the volume, timeframe). The market result may lead to a bilateral contract.
Mandatory Offers | Generators connected to the grid are obligated to offer the remaining capacity/available capacity.
Mandatory Provision | Generators connected to the grid are obligated to reserve a certain amount of capacity in order to meet TSO requirements, for a fixed price set by TSO, NRA or for free.
Marginal Control Energy Price | The highest price, which can be acceptable.
Marginal Pricing | All capacity or balancing energy settled at the same price – price of the most expansive capacity bid procured or most expansive balancing energy bid activated.
Merit order | A merit order is a way of ranking available sources of energy in ascending order of their short run marginal costs of production, so that those with the lowest marginal costs are the first ones to be brought online to meet demand.
Minimal Incentives | Minimal incentives means that there is some method which leads the BRPs to balance their schedules.
Monitoring | Refers to the type of monitoring in place by the system operator to ensure performance of plant.
Monitoring of DSR | The level of aggregation considered for the monitoring of demand-side flexibility pools
Number of Prices | Number of prices for Imbalance Position.
Number of Imbalance Position | Number of Imbalance Positions is a property of local market design. For each Imbalance Position Imbalance Volume is calculated.
Optimization approach | What kind of Voltage Control optimization is available in your control area?
Pay as bid | Contracted parties who provide a service are paid based on their offer price.
Pre-contracted | BSP has sold/procured Balancing Capacity to TSO.
Pro Rata (Parallel Activation) | All bids always activated in parallel – proportionally.
Procurement Scheme | Background of the offer, which is closest to the real operation time.
Product Resolution (in MW) | The minimum bid size into the balancing market.
Product Resolution (in time) | The maximum resolution for which the product can be bid into the market (for instance =1 hour in the case of a 24 auctions day ahead market for reserve provision).
Product standardisation | EB Regulation defines only two products: standard products in Article 25 and specific products in Article 26. Standardisation process is finished if TSO implemented standard capacity balancing product(s) in line with Annex of the SPBC methodology or if national NRA approved usage of the specific product in line with national process and Article 26 of the EB Regulation.
Production Responsible Party (PRP) | A party who can be brought to rights, legally and financially, for any imbalance between energy nominated and produced for all associated Accounting Points.
Publication | Publication of final Imbalance Price.
Real-Time Monitoring | Monitoring of delivery of ancillary services in real time.
Reducing Imbalance | BRP imbalance opposite direction as Imbalance Area imbalance.
Regulated Price | Price for this service is based on a price that is set by the relevant regulatory authority.
Replacement Reserve (RR) | Replacement Reserves (RR) means the reserves used to restore/support the required level of FRR to be prepared for further system imbalances. This category includes operating reserves with activation time from Time to Restore Frequency up to hours.
Secondary Market for reserve obligation | Trading procedure between the BSPs (where at least one BSP has contract with the TSO) to ensure the prescribed reserve amount of the TSO.
SecVolCon reactive | SecVolCon sending a reactive setpoint to the units (manually or automatically)
SecVolCon voltage | SecVolCon sending a voltage setpoint to the units (manually or automatically)
Self-Dispatch - Portfolio Based | Self Dispatch System – Portfolio based means a scheduling and dispatching model where the aggregated generation schedules and consumption schedules as well as dispatching of power generating facilities and demand facilities are determined by the scheduling agents of those facilities.
Self-Dispatch - Unit Based | Self Dispatch System – Unit based means a scheduling and dispatching model where power generating facilities and demand facilities follow their own generation schedules or consumption schedules.
Settlement Rule | The pricing rules for settlement.
Single Imbalance Pricing | Single imbalance pricing means that, for a given ISP in a given imbalance price area, the price for negative imbalance and the price for positive imbalance are equal in sign and size.
Single point of delivery - certified | Certified meter data for each (single) point of delivery
Single point of delivery - other | Other meter data for each (single) point of delivery
Symmetrical Product | Upward regulation volume and for downward regulation volume has to be equal.
Specific product | Specific product implemented in line with Article 26 of the EB Regulation.
Special rules | If you have any special rules about Black Start please provide us explanation.
Trade Responsible Party (TRP) | A party who can be brought to rights, legally and financially, for any imbalance between energy nominated and consumed for all associated Accounting Points.

## Imbalance Settlement
|  | IS1.0 | IS2.0.1 | IS2.0.2 | IS2.0.3 | IS2.1 | IS3.0 | IS3.1 | IS4.1 | IS4.2 | IS4.3 | IS5.1 | IS5.2 | IS5.3 | IS6.1 | IS6.2 | IS6.3 | IS6.4 | IS6.5 | IS6.6 | IS7.0 | IS7.1 | IS8.1 | IS8.2 | IS8.3 | IS8.4 | IS9.0 | IS10.0 | IS11.0 | IS12.0 | IS13.0 | IS14.0 | IS15.0 | IS20.0 | IS20.1 | IS20.2
AS Survey 2021 |  |  | Exemptions |  |  |  | Number of Imbalance Positions |  | Settlement Period |  |  | Number of Prices |  |  | Main component of Imbalance Prices | [7 empty] | Control energy prices used
Country | TSO Name | Nature of the balancing obligation | Exemptions - RES | Exemptions - Generators licensed for the AS market | Other form of exemptions | Is there a limit to exemption? | Number of Imbalance Positions | If there are more than 2 positions, please, clarify! | If 1 position | If 2 positions/Generation | If 2 positions/Consumption | If 1 position | If 2 position/Generation | If 2 position/Consumption | If 1 position/Aggravating imbalances | If 1 position/Reducing imbalances | If 2 positions/For generation "aggravating imbalance" | If 2 positions/For consumption "aggravating imbalance" | If 2 positions/For generation "reducing imbalance" | If 2 positions/For consumption "reducing imbalance" | Additional components | Is there a minimal incentive? | FCR | aFRR | mFRR | RR | Start/ Stop costs in imbalance charges | Publication | Complaint period | FSkar results in Imbalance Charges | Gate Closure time for notification of Internal Trade Schedules | Intra Day Market time period | Can market participants change the approved schedules after Delivery? | Do you consider changes significant/important regarding the imbalance settlement? | Please, explain significant/important changes regarding the imbalance settlement in line with/aimed to requirements of EB Regulation (and the reason behind) in comparison to the year 2020! | Please, explain significant/important changes regarding the imbalance settlement NOT in line with/aimed to requirements of EB Regulation (and the reason behind) in comparison to the year 2020!
Austria | APG | Financial only | No exemptions | No exemptions | No exemptions | N/A | 1 position | - | 15 min | N/A | N/A | Single Imbalance Pricing all ISPs | N/A | N/A | Average Control Energy Price | Average Control Energy Price | N/A | N/A | N/A | N/A | Variable component | Yes | This product is not used in settlement price calculation | This product is used in settlement price calculation | This product is used in settlement price calculation | TSO is not using this type of product | No | x > 1 week after delivery | x > 12 weeks | No, Regulated grid tariff EB Regulation Art 44(2) | Ex-post notification allowed | 15 min | Always (GCT after delivery) | Yes | A minimum incentive in scarcity situations is introduced in Q3/2021 by application of a scarcity component, as foreseen in the imbalance settlement harmonisation methodology | none
| VUEN | Financial only | No exemptions | No exemptions | No exemptions | N/A | 1 position | - | 15 min | N/A | N/A | Single Imbalance Pricing all ISPs | N/A | N/A | Average Control Energy Price | Average Control Energy Price | N/A | N/A | N/A | N/A | Variable component | Yes | This product is not used in settlement price calculation | This product is used in settlement price calculation | This product is used in settlement price calculation | TSO is not using this type of product | No | x > 1 week after delivery | x > 12 weeks | No, Regulated grid tariff EB Regulation Art 44(2) | Ex-post notification allowed | 15 min | Always (GCT after delivery) | Yes
Belgium | Elia | Legal+financial | No exemptions | No exemptions | No exemptions | N/A | 1 position | - | 15 min | N/A | N/A | N/A | N/A | N/A | Other | Other | N/A | N/A | N/A | N/A | Variable component | No | This product is not used in settlement price calculation | This product is used in settlement price calculation | This product is used in settlement price calculation | TSO is not using this type of product | Yes | x > 1 week after delivery | x > 12 weeks | No, Regulated grid tariff EB Regulation Art 44(2) | Ex-post notification allowed | 15 min | Never (GCT before delivery) | No changes | - | -
Bulgaria | ESO | - | - | - | - | - | - | - | - | - | - | - | - | - | - | - | - | - | - | - | - | - | - | - | - | - | - | - | - | - | - | - | - | - | - | -
Cyprus | TSO-Cyprus | - | - | - | - | - | - | - | - | - | - | - | - | - | - | - | - | - | - | - | - | - | - | - | - | - | - | - | - | - | - | - | - | - | - | -
Czech Republic | CEPS | Financial only | No exemptions | No exemptions | No exemptions | N/A | 1 position | - | 1 hour | N/A | N/A | Dual Imbalance Pricing all ISPs | N/A | N/A | Marginal Control Energy Price | Average Control Energy Price | N/A | N/A | N/A | N/A | Variable component | Yes | TSO is not using this type of product | This product is used in settlement price calculation | This product is used in settlement price calculation | This product is used in settlement price calculation | No | x <= 1 day after delivery | 9 < x <= 12 weeks | No, Regulated grid tariff EB Regulation Art 44(2) | N/A | 1 hour | Never (GCT before delivery) | Yes | Changes to comply with the ISHM - added an additional incentive component and financial neutrality component. | -
Denmark | Energinet.dk IPC | Financial only | N/A | N/A | N/A | N/A | 2 positions – separate positions for generation and consumption | - | N/A | 1 hour | 1 hour | N/A | Dual Imbalance Pricing all ISPs | Single Imbalance Pricing all ISPs | N/A | N/A | Marginal Control Energy Price | Marginal Control Energy Price | Day-Ahead Market Price | Day-Ahead Market Price | Variable component | Yes | This product is not used in settlement price calculation | This product is not used in settlement price calculation | This product is used in settlement price calculation | TSO is not using this type of product | No | x <= 1 week after delivery | x <= 3 weeks | N/A | N/A | N/A | Never (GCT before delivery) | Yes | Nordic harmonisation towards one price model | None
Estonia | Elering | Legal+financial | No exemptions | No exemptions | No exemptions | N/A | 1 position | - | 1 hour | N/A | N/A | Single Imbalance Pricing all ISPs | N/A | N/A | Marginal Control Energy Price | Marginal Control Energy Price | N/A | N/A | N/A | N/A | Other | No | TSO is not using this type of product | TSO is not using this type of product | This product is used in settlement price calculation | TSO is not using this type of product | No | x > 1 week after delivery | 9 < x <= 12 weeks | N/A | 30 min before delivery | 30 min | Only in case of IT or any other problems (TSO approval) | No changes | - | -
Finland | Fingrid | Legal+financial | No exemptions | No exemptions | No exemptions | N/A | 2 positions – separate positions for generation and consumption | - | N/A | 1 hour | 1 hour | N/A | Dual Imbalance Pricing all ISPs | Single Imbalance Pricing all ISPs | N/A | N/A | Marginal Control Energy Price | Marginal Control Energy Price | Day-Ahead Market Price | Marginal Control Energy Price | Variable component | Yes | This product is not used in settlement price calculation | This product is not used in settlement price calculation | This product is used in settlement price calculation | TSO is not using this type of product | Yes | x > 1 week after delivery | 3 < x <= 6 weeks | N/A | 45 min before delivery | 1 hour | Only in case of IT or any other problems (TSO approval) | Yes | The go-live of Single Price and Single Position imbalance settlement as of 1 November 2021. | -
France | RTE | Financial only | Yes | No | No | Other | 1 position | - | 30 min | N/A | N/A | Single Imbalance Pricing all ISPs | N/A | N/A | Average Control Energy Price | Average Control Energy Price | N/A | N/A | N/A | N/A | Constant component | Yes | This product is not used in settlement price calculation | This product is used in settlement price calculation | This product is used in settlement price calculation | This product is used in settlement price calculation | Yes | x <= 1 hour after delivery | x > 12 weeks | Yes, Input for imbalance settlement ISH Methodology Art 9(6)(c) | 15 min before delivery | 30 min | Never (GCT before delivery) | No changes | After 31/12/2021, RTE removed the FCR, IGCC and Imbalances at the borders from the Volum-Weighted Average Price (used in the Imbalance Settlement Price) calculation according to ISH methodology. | -
Germany | 50Hertz | Legal+financial | No exemptions | No exemptions | No exemptions | N/A | 1 position | - | 15 min | N/A | N/A | Single Imbalance Pricing all ISPs | N/A | N/A | Average Control Energy Price | Average Control Energy Price | N/A | N/A | N/A | N/A | Variable component | Yes | TSO is not using this type of product | This product is used in settlement price calculation | This product is used in settlement price calculation | TSO is not using this type of product | No | x > 1 week after delivery | x > 12 weeks | No, Regulated grid tariff EB Regulation Art 44(2) | 15 min before delivery | 15 min | Always (GCT after delivery) | Yes | ISHM implementation | -/-
| Amprion | Legal+financial | No exemptions | No exemptions | No exemptions | N/A | 1 position | - | 15 min | N/A | N/A | Single Imbalance Pricing all ISPs | N/A | N/A | Average Control Energy Price | Average Control Energy Price | N/A | N/A | N/A | N/A | Variable component | Yes | TSO is not using this type of product | This product is used in settlement price calculation | This product is used in settlement price calculation | TSO is not using this type of product | No | x > 1 week after delivery | x > 12 weeks | No, Regulated grid tariff EB Regulation Art 44(2) | 15 min before delivery | 15 min | Always (GCT after delivery) | Yes |  | -/-
| TransnetBW | Legal+financial | No exemptions | No exemptions | No exemptions | N/A | 1 position | - | 15 min | N/A | N/A | Single Imbalance Pricing all ISPs | N/A | N/A | Average Control Energy Price | Average Control Energy Price | N/A | N/A | N/A | N/A | Variable component | Yes | TSO is not using this type of product | This product is used in settlement price calculation | This product is used in settlement price calculation | TSO is not using this type of product | No | x > 1 week after delivery | x > 12 weeks | No, Regulated grid tariff EB Regulation Art 44(2) | 15 min before delivery | 15 min | Always (GCT after delivery) | Yes |  | -/-
| Tennet Germany | Legal+financial | No exemptions | No exemptions | No exemptions | N/A | 1 position | - | 15 min | N/A | N/A | Single Imbalance Pricing all ISPs | N/A | N/A | Average Control Energy Price | Average Control Energy Price | N/A | N/A | N/A | N/A | Variable component | Yes | TSO is not using this type of product | This product is used in settlement price calculation | This product is used in settlement price calculation | TSO is not using this type of product | No | x > 1 week after delivery | x > 12 weeks | No, Regulated grid tariff EB Regulation Art 44(2) | 15 min before delivery | 15 min | Always (GCT after delivery) | Yes |  | -/-
Greece | IPTO SA | Financial only | Yes | No | No | Other | > 2 positions | For generation there is one position per generation unit | 15 min | N/A | N/A | Single Imbalance Pricing all ISPs | N/A | N/A | Average Control Energy Price | Average Control Energy Price | N/A | N/A | N/A | N/A | N/A | No | TSO is not using this type of product | This product is used in settlement price calculation | This product is used in settlement price calculation | TSO is not using this type of product | No | x > 1 week after delivery | x <= 3 weeks | No, additional settlement mechanism EBGL Art 44(3) | N/A | 1 hour | N/A | No changes | - | -
Hungary | MAVIR | Legal+financial | No exemptions | No exemptions | No exemptions | N/A | 1 position | - | 15 min | N/A | N/A | Single Imbalance Pricing all ISPs | N/A | N/A | Average Control Energy Price | Average Control Energy Price | N/A | N/A | N/A | N/A | Variable component | Yes | This product is not used in settlement price calculation | This product is used in settlement price calculation | This product is used in settlement price calculation | TSO is not using this type of product | No | x > 1 week after delivery | 6 < x <= 9 weeks | No, additional settlement mechanism EBGL Art 44(3) | 30 min before delivery | 15 min | Never (GCT before delivery) | Yes | Implementation of ISH | -
Ireland | EirGrid | Financial only | N/A | N/A | N/A | N/A | > 2 positions | A single imbalance position for each Scheduling Unit under the Balance Responsible Party as allowed for Central Dispatch Systems | N/A | 30 min | 30 min | N/A | Single Imbalance Pricing all ISPs | Single Imbalance Pricing all ISPs | N/A | N/A | Marginal Control Energy Price | Marginal Control Energy Price | Marginal Control Energy Price | Marginal Control Energy Price | Variable component | No | This product is not used in settlement price calculation | TSO is not using this type of product | This product is used in settlement price calculation | This product is used in settlement price calculation | No | x <= 1 hour after delivery | x > 12 weeks | N/A | 1 hour before delivery | 30 min | Never (GCT before delivery) | No changes | - | -
Italy | Terna | Financial only | N/A | N/A | N/A | N/A | > 2 positions | In Italy we calculate an imbalance volume for each production -different for qualified/not qualified unit in the Ancillary Service Market - and consumption unit | N/A | N/A | N/A | N/A | N/A | N/A | N/A | N/A | N/A | N/A | N/A | N/A | Variable component | No | This product is not used in settlement price calculation | This product is not used in settlement price calculation | This product is not used in settlement price calculation | This product is used in settlement price calculation | No | x <= 1 day after delivery | x > 12 weeks | No, Regulated grid tariff EB Regulation Art 44(2) | N/A | 1 hour | Never (GCT before delivery) | Yes | Imbalance prices changes due to RR platform connection | -
Latvia | AST | Financial only | No exemptions | No exemptions | No exemptions | N/A | 1 position | - | 1 hour | N/A | N/A | Single Imbalance Pricing all ISPs | N/A | N/A | Marginal Control Energy Price | Marginal Control Energy Price | N/A | N/A | N/A | N/A | Variable component | Yes | TSO is not using this type of product | TSO is not using this type of product | This product is used in settlement price calculation | TSO is not using this type of product | No | x > 1 week after delivery | x > 12 weeks | N/A | 45 min before delivery | 1 hour | Never (GCT before delivery) | No changes | - | -
Lithuania | LITGRID | Legal+financial | No exemptions | No exemptions | No exemptions | N/A | 1 position | - | 1 hour | N/A | N/A | Single Imbalance Pricing all ISPs | N/A | N/A | Marginal Control Energy Price | Marginal Control Energy Price | N/A | N/A | N/A | N/A | Other | No | TSO is not using this type of product | TSO is not using this type of product | This product is not used in settlement price calculation | TSO is not using this type of product | No | x > 1 week after delivery | x <= 3 weeks | N/A | 45 min before delivery | 1 hour | Only in case of IT or any other problems (TSO approval) | No changes | - | -
Luxembourg | CREOS | Legal+financial | No exemptions | No exemptions | No exemptions | N/A | 1 position | - | 15 min | N/A | N/A | Single Imbalance Pricing all ISPs | N/A | N/A | Average Control Energy Price | Average Control Energy Price | N/A | N/A | N/A | N/A | Variable component | No | This product is not used in settlement price calculation | This product is used in settlement price calculation | This product is used in settlement price calculation | TSO is not using this type of product | No | x > 1 week after delivery | x > 12 weeks | N/A | N/A | 15 min | Only in case of IT or any other problems (TSO approval) | No changes | - | -
Malta | Enemalta | - | - | - | - | - | - | - | - | - | - | - | - | - | - | - | - | - | - | - | - | - | - | - | - | - | - | - | - | - | - | - | - | - | - | -
Netherlands | TenneT NL | Legal+financial | No exemptions | No exemptions | No exemptions | N/A | 1 position | - | 15 min | N/A | N/A | Dual Imbalance Pricing some ISPs | N/A | N/A | Marginal Control Energy Price | Marginal Control Energy Price | N/A | N/A | N/A | N/A | N/A | No | This product is not used in settlement price calculation | This product is used in settlement price calculation | This product is used in settlement price calculation | TSO is not using this type of product | No | x <= 1 hour after delivery | x <= 3 weeks | No, Regulated grid tariff EB Regulation Art 44(2) | Ex-post notification allowed | 15 min | N/A | No changes | - | -
Poland | PSE | Financial only | N/A | N/A | N/A | N/A | 1 position | - | 1 hour | N/A | N/A | Single Imbalance Pricing all ISPs | N/A | N/A | Marginal Control Energy Price | Marginal Control Energy Price | N/A | N/A | N/A | N/A | N/A | No | This product is used in settlement price calculation | This product is used in settlement price calculation | TSO is not using this type of product | This product is used in settlement price calculation | No | x <= 1 day after delivery | x > 12 weeks | N/A | 45 min before delivery | 1 hour | Never (GCT before delivery) | Only minor changes | - | There were no such changes.
Portugal | REN | Financial only | No exemptions | No exemptions | No exemptions | No limit | > 2 positions | For generation the imbalance is calculated by imbalance area. A market player can have more than one imbalance area | N/A | N/A | N/A | N/A | N/A | N/A | N/A | N/A | N/A | N/A | N/A | N/A | Variable component | Yes | This product is not used in settlement price calculation | This product is used in settlement price calculation | This product is used in settlement price calculation | This product is used in settlement price calculation | No | x > 1 week after delivery | 9 < x <= 12 weeks | No, Regulated grid tariff EB Regulation Art 44(2) | 1 hour before delivery | 1 hour | Never (GCT before delivery) | No changes | - | -
Romania | Transelectrica | Legal+financial | No exemptions | No exemptions | No exemptions | N/A | 1 position | - | 15 min | N/A | N/A | Dual Imbalance Pricing some ISPs | N/A | N/A | Average Control Energy Price | Average Control Energy Price | N/A | N/A | N/A | N/A | Variable component | No | This product is not used in settlement price calculation | This product is used in settlement price calculation | This product is used in settlement price calculation | This product is used in settlement price calculation | No | x > 1 week after delivery | x > 12 weeks | Yes, Input for imbalance settlement ISH Methodology Art 9(6)(c) | 45 min before delivery | 15 min | Only in case of IT or any other problems (TSO approval) | No changes | - | -
Slovakia | SEPS | Financial only | No exemptions | No exemptions | No exemptions | N/A | 1 position | - | 15 min | N/A | N/A | Single Imbalance Pricing all ISPs | N/A | N/A | Marginal Control Energy Price | Marginal Control Energy Price | N/A | N/A | N/A | N/A | Variable component | Yes | This product is not used in settlement price calculation | This product is used in settlement price calculation | This product is used in settlement price calculation | TSO is not using this type of product | No | x <= 1 day after delivery | 6 < x <= 9 weeks | N/A | 30 min before delivery | 1 hour | Never (GCT before delivery) | No changes | - | -
Slovenia | ELES | Legal+financial | N/A | N/A | N/A | N/A | 1 position | - | 15 min | N/A | N/A | Dual Imbalance Pricing all ISPs | N/A | N/A | Average Control Energy Price | Day-Ahead Market Price | N/A | N/A | N/A | N/A | Other | Yes | TSO is not using this type of product | This product is used in settlement price calculation | This product is used in settlement price calculation | This product is used in settlement price calculation | No | x > 1 week after delivery | x <= 3 weeks | Yes, Input for imbalance settlement ISH Methodology Art 9(6)(c) | Ex-post notification allowed | 15 min | Always (GCT after delivery) | Only minor changes | ISH methodology not implemented yet | ISH methodology not implemented yet
Spain | REE | Financial only | No exemptions | No exemptions | No exemptions | N/A | 2 positions – separate positions for generation and consumption | - | N/A | 1 hour | 1 hour | N/A | Dual Imbalance Pricing all ISPs | Dual Imbalance Pricing all ISPs | N/A | N/A | Average Control Energy Price | Average Control Energy Price | Day-Ahead Market Price | Day-Ahead Market Price | N/A | N/A | This product is not used in settlement price calculation | This product is used in settlement price calculation | This product is used in settlement price calculation | This product is used in settlement price calculation | No | x <= 1 day after delivery | x > 12 weeks | No, additional settlement mechanism EBGL Art 44(3) | 1 hour before delivery | 1 hour | Never (GCT before delivery) | Yes | Regulatory changes in 2021 in the Spanish system towards ISHP application in 2022. | N/A
Sweden | SVENSKA KRAFTNÄT | Legal+financial | N/A | N/A | N/A | N/A | 2 positions – separate positions for generation and consumption | - | N/A | 1 hour | 1 hour | N/A | Dual Imbalance Pricing all ISPs | Single Imbalance Pricing all ISPs | N/A | N/A | Marginal Control Energy Price | Marginal Control Energy Price | Marginal Control Energy Price | Marginal Control Energy Price | Variable component | Yes | This product is not used in settlement price calculation | This product is not used in settlement price calculation | This product is used in settlement price calculation | TSO is not using this type of product | Yes | x <= 1 hour after delivery | x <= 3 weeks | Yes, Input for imbalance settlement ISH Methodology Art 9(6)(c) | 45 min before delivery | 1 hour | Only in case of IT or any other problems (TSO approval) | Yes | - | -
GB/United Kingdom | National Grid | - | - | - | - | - | - | - | - | - | - | - | - | - | - | - | - | - | - | - | - | - | - | - | - | - | - | - | - | - | - | - | - | - | - | -
| SHETL | - | - | - | - | - | - | - | - | - | - | - | - | - | - | - | - | - | - | - | - | - | - | - | - | - | - | - | - | - | - | - | - | - | - | -
| SPTransmission | - | - | - | - | - | - | - | - | - | - | - | - | - | - | - | - | - | - | - | - | - | - | - | - | - | - | - | - | - | - | - | - | - | - | -
> Northern Ireland | SONI | Financial only | N/A | N/A | N/A | N/A | > 2 positions | A single imbalance position for each Scheduling Unit under the Balance Responsible Party as allowed for Central Dispatch Systems | N/A | 30 min | 30 min | N/A | Single Imbalance Pricing all ISPs | Single Imbalance Pricing all ISPs | N/A | N/A | Marginal Control Energy Price | Marginal Control Energy Price | Marginal Control Energy Price | Marginal Control Energy Price | Variable component | No | This product is not used in settlement price calculation | TSO is not using this type of product | This product is used in settlement price calculation | This product is used in settlement price calculation | No | x <= 1 hour after delivery | x > 12 weeks | N/A | 1 hour before delivery | 30 min | Never (GCT before delivery) | No changes | - | -
Croatia | HOPS | Legal+financial | No exemptions | No exemptions | No exemptions | No limit | 1 position | - | 1 hour | N/A | N/A | Single Imbalance Pricing all ISPs | N/A | N/A | Average Control Energy Price | Day-Ahead Market Price | N/A | N/A | N/A | N/A | Variable component | No | This product is not used in settlement price calculation | This product is used in settlement price calculation | This product is used in settlement price calculation | TSO is not using this type of product | No | x <= 1 week after delivery | x <= 3 weeks | No, Regulated grid tariff EB Regulation Art 44(2) | Ex-post notification allowed | 1 hour | Always (GCT after delivery) | No changes | - | -
Iceland | Landsnet | - | - | - | - | - | - | - | - | - | - | - | - | - | - | - | - | - | - | - | - | - | - | - | - | - | - | - | - | - | - | - | - | - | - | -
Montenegro | Crnogorski elektroprenosni sistem AD | - | - | - | - | - | - | - | - | - | - | - | - | - | - | - | - | - | - | - | - | - | - | - | - | - | - | - | - | - | - | - | - | - | - | -
Serbia | EMS | Legal+financial | No exemptions | No exemptions | No exemptions | No limit | 1 position | - | 1 hour | N/A | N/A | Single Imbalance Pricing all ISPs | N/A | N/A | Average Control Energy Price | Average Control Energy Price | N/A | N/A | N/A | N/A | Variable component | Yes | This product is not used in settlement price calculation | This product is used in settlement price calculation | This product is used in settlement price calculation | This product is used in settlement price calculation | No | x <= 1 week after delivery | x > 12 weeks | No, Regulated grid tariff EB Regulation Art 44(2) | 45 min before delivery | 1 hour | Never (GCT before delivery) | No changes | - | -
North Macedonia | MEPSO | Legal+financial | No exemptions | No exemptions | No exemptions | N/A | 1 position | - | 1 hour | N/A | N/A | Dual Imbalance Pricing some ISPs | N/A | N/A | Average Control Energy Price | Average Control Energy Price | N/A | N/A | N/A | N/A | Variable component | N/A | This product is not used in settlement price calculation | This product is used in settlement price calculation | This product is used in settlement price calculation | TSO is not using this type of product | No | x <= 1 day after delivery | 3 < x <= 6 weeks | No, Regulated grid tariff EB Regulation Art 44(2) | 1 hour before delivery | 1 hour | Never (GCT before delivery) | No changes | - | -
Turkey | TEIAS | - | - | - | - | - | - | - | - | - | - | - | - | - | - | - | - | - | - | - | - | - | - | - | - | - | - | - | - | - | - | - | - | - | - | -
Albania | OST | - | - | - | - | - | - | - | - | - | - | - | - | - | - | - | - | - | - | - | - | - | - | - | - | - | - | - | - | - | - | - | - | - | - | -
Bosnia and Herzegovina | NOSBiH | Legal+financial | No | Yes | No | No limit | 1 position | - | 1 hour | N/A | N/A | Dual Imbalance Pricing all ISPs | N/A | N/A | Other | N/A | N/A | N/A | N/A | N/A | Other | No | This product is not used in settlement price calculation | This product is used in settlement price calculation | This product is used in settlement price calculation | TSO is not using this type of product | No | x <= 1 week after delivery | x <= 3 weeks | No, additional settlement mechanism EBGL Art 44(3) | 45 min before delivery | 1 hour | Never (GCT before delivery) | No changes | - | -
Kosovo (UNMIK) | KOSTT | - | - | - | - | - | - | - | - | - | - | - | - | - | - | - | - | - | - | - | - | - | - | - | - | - | - | - | - | - | - | - | - | - | - | -
Moldova | Moldelectrica | - | - | - | - | - | - | - | - | - | - | - | - | - | - | - | - | - | - | - | - | - | - | - | - | - | - | - | - | - | - | - | - | - | - | -
Ukraine | Ukrenergo | - | - | - | - | - | - | - | - | - | - | - | - | - | - | - | - | - | - | - | - | - | - | - | - | - | - | - | - | - | - | - | - | - | - | -
Norway | Statnett | Legal+financial | N/A | N/A | N/A | N/A | 2 positions – separate positions for generation and consumption | - | N/A | 1 hour | 1 hour | N/A | Dual Imbalance Pricing all ISPs | Single Imbalance Pricing all ISPs | N/A | N/A | Marginal Control Energy Price | Marginal Control Energy Price | Day-Ahead Market Price | Marginal Control Energy Price | Variable component | Yes | This product is not used in settlement price calculation | This product is not used in settlement price calculation | This product is used in settlement price calculation | TSO is not using this type of product | No | x <= 1 week after delivery | x <= 3 weeks | N/A | 45 min before delivery | 1 hour | Never (GCT before delivery) | Yes | Single-price model | -
Switzerland | Swissgrid | Legal+financial | No exemptions | No exemptions | No exemptions | N/A | 1 position | - | 15 min | N/A | N/A | Dual Imbalance Pricing all ISPs | N/A | N/A | Average Control Energy Price | Average Control Energy Price | N/A | N/A | N/A | N/A | Variable component | Yes | TSO is not using this type of product | This product is used in settlement price calculation | This product is used in settlement price calculation | This product is used in settlement price calculation | No | x > 1 week after delivery | x > 12 weeks | No, Regulated grid tariff EB Regulation Art 44(2) | Ex-post notification allowed | 15 min | Always (GCT after delivery) | No changes | - | -
Monaco |  | - | - | - | - | - | - | - | - | - | - | - | - | - | - | - | - | - | - | - | - | - | - | - | - | - | - | - | - | - | - | - | - | - | - | -
San Marino |  | - | - | - | - | - | - | - | - | - | - | - | - | - | - | - | - | - | - | - | - | - | - | - | - | - | - | - | - | - | - | - | - | - | - | -
Andorra | FEDA/RTE/REE | - | - | - | - | - | - | - | - | - | - | - | - | - | - | - | - | - | - | - | - | - | - | - | - | - | - | - | - | - | - | - | - | - | - | -
Vatican City |  | - | - | - | - | - | - | - | - | - | - | - | - | - | - | - | - | - | - | - | - | - | - | - | - | - | - | - | - | - | - | - | - | - | - | -
Liechtenstein | LKW | - | - | - | - | - | - | - | - | - | - | - | - | - | - | - | - | - | - | - | - | - | - | - | - | - | - | - | - | - | - | - | - | - | - | -
Belarus |  | - | - | - | - | - | - | - | - | - | - | - | - | - | - | - | - | - | - | - | - | - | - | - | - | - | - | - | - | - | - | - | - | - | - | -

## Ancillary Services
|  | AS1.0 | AS1.1 | AS2.1 | AS2.0 | AS2.2 | AS1.3 | AS2.3 | AS2.4 | AS1.5 | AS2.5 | AS2.6 | AS1.7 | AS2.7 | AS2.8 | AS3.4 | AS3.6 | AS3.8 | AS4.1 | AS4.2 | AS4.3 | AS4.4 | AS4.5 | AS4.6 | AS4.7 | AS4.8 | AS5.1 | AS5.2 | AS5.3 | AS5.4 | AS5.5 | AS5.6 | AS5.7 | AS5.8 | AS6.1 | AS6.3 | AS6.4 | AS6.5 | AS6.6 | AS6.7 | AS6.8 | AS7.1 | AS7.2 | AS7.3 | AS7.4 | AS7.5 | AS7.6 | AS7.7 | AS7.8 | AS8.1 | AS8.3 | AS8.5 | AS18.3 | AS18.5 | AS18.7 | AS19.3 | AS19.5 | AS19.7 | AS9.1 | AS9.2 | AS9.3 | AS9.4 | AS9.5 | AS9.6 | AS9.7 | AS9.8 | AS10.1 | AS10.2 | AS10.3 | AS10.4 | AS10.5 | AS10.6 | AS10.7 | AS10.8 | AS11.1 | AS11.2 | AS11.3 | AS11.4 | AS11.5 | AS11.6 | AS11.7 | AS11.8 | AS12.1 | AS12.2 | AS12.3 | AS12.4 | AS12.5 | AS12.6 | AS12.7 | AS12.8 | AS13.1 | AS13.2 | AS13.3 | AS13.4 | AS13.5 | AS13.6 | AS13.7 | AS13.8 | AS14.6 | AS14.8 | AS15.4 | AS15.6 | AS15.8 | AS16.2 | AS16.4 | AS16.6 | AS16.8 | AS17.4 | AS17.6 | AS17.8 | AS21.1 | AS21.2 | AS20.0 | AS20.1 | AS20.2
AS Survey 2021 |  | General Qustion | Frequency Containment Reserve |  |  |  | Frequency Restoration Reserve (Automatic) |  |  | Frequency Restoration Reserve (Manual) |  |  | Replacement Reserve |  |  | Frequency Restoration Reserve (Automatic) | Frequency Restoration Reserve (Manual) | Replacement Reserve | Frequency Containment Reserve |  | Frequency Restoration Reserve (Automatic) |  | Frequency Restoration Reserve (Manual) |  | Replacement Reserve |  | Frequency Containment Reserve |  | Frequency Restoration Reserve (Automatic) |  | Frequency Restoration Reserve (Manual) |  | Replacement Reserve |  | Frequency Containment Reserve | Frequency Restoration Reserve (Automatic) |  | Frequency Restoration Reserve (Manual) |  | Replacement Reserve |  | Frequency Containment Reserve |  | Frequency Restoration Reserve (Automatic) |  | Frequency Restoration Reserve (Manual) |  | Replacement Reserve |  | Frequency Containment Reserve | Frequency Restoration Reserve (Automatic) | Frequency Restoration Reserve (Manual) | Frequency Restoration Reserve (Automatic) | Frequency Restoration Reserve (Manual) | Replacement Reserve | Frequency Restoration Reserve (Automatic) | Frequency Restoration Reserve (Manual) | Replacement Reserve | Frequency Containment Reserve |  | Frequency Restoration Reserve (Automatic) |  | Frequency Restoration Reserve (Manual) |  | Replacement Reserve |  | Frequency Containment Reserve |  | Frequency Restoration Reserve (Automatic) |  | Frequency Restoration Reserve (Manual) |  | Replacement Reserve |  | Frequency Containment Reserve |  | Frequency Restoration Reserve (Automatic) |  | Frequency Restoration Reserve (Manual) |  | Replacement Reserve |  | Frequency Containment Reserve |  | Frequency Restoration Reserve (Automatic) |  | Frequency Restoration Reserve (Manual) |  | Replacement Reserve |  | Frequency Containment Reserve |  | Frequency Restoration Reserve (Automatic) |  | Frequency Restoration Reserve (Manual) |  | Replacement Reserve |  | Frequency Restoration Reserve (Manual) | Replacement Reserve | Frequency Restoration Reserve (Automatic) | Frequency Restoration Reserve (Manual) | Replacement Reserve | Frequency Containment Reserve | Frequency Restoration Reserve (Automatic) | Frequency Restoration Reserve (Manual) | Replacement Reserve | Frequency Restoration Reserve (Automatic) | Frequency Restoration Reserve (Manual) | Replacement Reserve | Existence of “new” AS | Locational information in balancing bids: Is there location information in place, aside from unit-bidding? | Changes?
|  |  |  | Procurement scheme | Is balancing energy settled? | Procurement scheme |  | Procurement scheme |  |  | Procurement scheme |  |  | Procurement scheme |  | Activation rule |  |  | Product Resolution (in MW) | [7 empty] | Product Resolution (in time) | [7 empty] | Distance to real time of reserve products auctions/Distance to real time of energy products | [6 empty] | Providers | [7 empty] | Symmetrical product |  |  | Product standardization finished? |  |  | Using specific products? |  |  | Settlement Rule | [7 empty] | Cost recovery scheme | [7 empty] | Monitoring | [7 empty] | Transfer of BSPs obligation allowed? | [7 empty] | In case transfer obligation is allowed, is there an organised secondary market? | [7 empty] | Can offered products be partially activated? |  |  |  |  | Free Bids allowed? |  |  |  | Are activations possible for other purposes than for balancing? |  |  | Additional questions
Country | TSO Name | What is the balancing process in place? | Using Frequency Containment Reserve? | Capacity | Energy | Energy | Using Frequency Restoration Reserve (Automatic)? | Capacity | Energy | Using Frequency Restoration Reserve (Manual)? | Capacity | Energy | Using Replacement Reserve? | Capacity | Energy | Energy | Energy | Energy | Capacity | Energy | Capacity | Energy | Capacity | Energy | Capacity | Energy | Capacity | Energy | Capacity | Energy | Capacity | Energy | Capacity | Energy | Capacity | Capacity | Energy | Capacity | Energy | Capacity | Energy | Capacity | Energy | Capacity | Energy | Capacity | Energy | Capacity | Energy | Capacity | Capacity | Capacity | Capacity | Capacity | Capacity | Capacity | Capacity | Capacity | Capacity | Energy | Capacity | Energy | Capacity | Energy | Capacity | Energy | Capacity | Energy | Capacity | Energy | Capacity | Energy | Capacity | Energy | Capacity | Energy | Capacity | Energy | Capacity | Energy | Capacity | Energy | Capacity | Energy | Capacity | Energy | Capacity | Energy | Capacity | Energy | Capacity | Energy | Capacity | Energy | Capacity | Energy | Capacity | Energy | Energy | Energy | What is the activation time of aFRR from 0 to max? | What is the activation time of mFRR from 0 to max? | What is the activation time of RR from 0 to max? | Energy | Energy | Energy | Energy | Energy | Energy | Energy | Existence of “new” AS such as fast frequency response or markets for non-frequency AS such as inertia or reactive power? | Locational information in balancing bids: Is there location information in place, aside from unit-bidding? | Do you consider changes significant/important regarding the ancillary services? | Please, explain significant/important changes regarding the ancillary services in line with/aimed to requirements of EB Regulation (and the reason behind) in comparison to the year 2019!AS20.1 – Please, explain significant/important changes regarding the ancillary services in line with/aimed to requirements of EB Regulation (and the reason behind) in comparison to the year 2020! | Please, explain significant/important changes regarding the ancillary services in line with/aimed to requirements of EB Regulation (and the reason behind) in comparison to the year 2019!AS20.1 – Please, explain significant/important changes regarding the ancillary services in line with/aimed to requirements of EB Regulation (and the reason behind) in comparison to the year 2020!
Austria | APG | Self-Dispatch – Portfolio Based | Yes | Market only | No | N/A | Yes | Market only | Market only | Yes | Market only | Market only | No | N/A | N/A | Merit order | Merit order | N/A | x <= 1MW | N/A | 1 MW < x <= 5 MW | 1 MW < x <= 5 MW | x <= 1 MW | x <= 1 MW | N/A | N/A | Hour(s) | N/A | Hour(s) | Hour (or blocks) | Hour(s) | Hour (or blocks) | N/A | N/A | Day(s) | Day(s) | x <= 1 minute | Day(s) | 5 minutes < x <= 15 minutes | N/A | N/A | Generators + Batteries | N/A | Generators + Demand-side response + Pump Storage | Generators + Demand-side response + Pump Storage | Generators + Demand-side response + Pump Storage | Generators + Demand-side response + Pump Storage | N/A | N/A | Has to be symmetrical | Don't need to be symmetrical | Don't need to be symmetrical | No | No | N/A | No | No | N/A | Marginal Pricing | N/A | Pay as bid | Pay as bid | Pay as bid | Pay as bid | N/A | N/A | N/A | N/A | 100% Grid Users (through tariff) | 100% BRP | 100% Grid Users (through tariff) | 100% BRP | N/A | N/A | Ex-Post Check | N/A | Ex-Post Check | Ex-Post Check | Ex-Post Check | Ex-Post Check | N/A | N/A | Yes | N/A | Yes | Yes | Yes | Yes | N/A | N/A | No | N/A | No | No | No | No | N/A | N/A | No, in none direction | N/A | 2 min < x <= 5 min | 10 min < x <= 15 min | N/A | N/A | Yes | Yes | N/A | No | No | N/A | N/A | N/A | No changes | - | -
| VUEN | Self-Dispatch – Portfolio Based | Yes | Market only | No | N/A | Yes | Market only | Market only | Yes | Market only | Market only | No | N/A | N/A | Merit order | Merit order | N/A | x <= 1MW | N/A | 1 MW < x <= 5 MW | 1 MW < x <= 5 MW | x <= 1 MW | x <= 1 MW | N/A | N/A | Hour(s) | N/A | Hour(s) | Hour (or blocks) | Hour(s) | Hour (or blocks) | N/A | N/A | Day(s) | Day(s) | x <= 1 minute | Day(s) | 5 minutes < x <= 15 minutes | N/A | N/A | Generators + Batteries | N/A | Generators + Demand-side response + Pump Storage | Generators + Demand-side response + Pump Storage | Generators + Demand-side response + Pump Storage | Generators + Demand-side response + Pump Storage | N/A | N/A | Has to be symmetrical | Don't need to be symmetrical | Don't need to be symmetrical | No | No | N/A | No | No | N/A | Marginal Pricing | N/A | Pay as bid | Pay as bid | Pay as bid | Pay as bid | N/A | N/A | N/A | N/A | 100% Grid Users (through tariff) | 100% BRP | 100% Grid Users (through tariff) | 100% BRP | N/A | N/A | Ex-Post Check | N/A | Ex-Post Check | Ex-Post Check | Ex-Post Check | Ex-Post Check | N/A | N/A | Yes | N/A | Yes | Yes | Yes | Yes | N/A | N/A | No | N/A | No | No | No | No | N/A | N/A | No, in none direction | N/A | 2 min < x <= 5 min | 10 min < x <= 15 min | N/A | N/A | Yes | Yes | N/A | No | No | N/A | N/A | N/A | No changes | - | -
Belgium | Elia | Self-Dispatch – Portfolio Based | Yes | Market only | No | N/A | Yes | Market only | Market only | Yes | Market only | Hybrid | No | N/A | N/A | Merit order | Merit order | N/A | x <= 1MW | N/A | x <= 1 MW | x <= 1 MW | x <= 1 MW | x <= 1 MW | N/A | N/A | Hour(s) | N/A | Day(s) | 15 minutes | Hour(s) | 15 minutes | N/A | N/A | Day(s) | Day(s) | x <= 1 minute | Day(s) | 1 minute < x <= 5 minutes | N/A | N/A | All possible options | N/A | All possible options | All possible options | All possible options | All possible options | N/A | N/A | Has to be symmetrical | Don't need to be symmetrical | Don't need to be symmetrical | Yes | N/A | N/A | N/A | No | N/A | Marginal Pricing | N/A | Pay as bid | Pay as bid | Pay as bid | Marginal Pricing | N/A | N/A | 100% Grid Users (through tariff) | N/A | 100% Grid Users (through tariff) | 100% BRP | 100% Grid Users (through tariff) | 100% BRP | N/A | N/A | Ex-Post Check | N/A | Hybrid | Hybrid | Hybrid | Hybrid | N/A | N/A | Yes | N/A | Yes | No | Yes | No | N/A | N/A | Yes | N/A | Yes | N/A | Yes | No | N/A | N/A | Yes, in all directions | N/A | 5 min < x <= 7,5 min | 10 min < x <= 15 min | N/A | N/A | Yes | Yes | N/A | No | Yes | N/A | N/A | N/A | Only minor changes | - | -
Bulgaria | ESO | - | - | - | - | - | - | - | - | - | - | - | - | - | - | - | - | - | - | - | - | - | - | - | - | - | - | - | - | - | - | - | - | - | - | - | - | - | - | - | - | - | - | - | - | - | - | - | - | - | - | - | - | - | - | - | - | - | - | - | - | - | - | - | - | - | - | - | - | - | - | - | - | - | - | - | - | - | - | - | - | - | - | - | - | - | - | - | - | - | - | - | - | - | - | - | - | - | - | - | - | - | - | [7 empty] | - | - | - | - | - | bar: Free Bids allowed? Energy to Are activations possible for other purposes than for balancing? Energy
Cyprus | TSO-Cyprus | - | - | - | - | - | - | - | - | - | - | - | - | - | - | - | - | - | - | - | - | - | - | - | - | - | - | - | - | - | - | - | - | - | - | - | - | - | - | - | - | - | - | - | - | - | - | - | - | - | - | - | - | - | - | - | - | - | - | - | - | - | - | - | - | - | - | - | - | - | - | - | - | - | - | - | - | - | - | - | - | - | - | - | - | - | - | - | - | - | - | - | - | - | - | - | - | - | - | - | - | - | - | [7 empty] | - | - | - | - | - | bar: Free Bids allowed? Energy to Are activations possible for other purposes than for balancing? Energy
Czech Republic | CEPS | Self-Dispatch – Unit Based | Yes | Market only | No | N/A | Yes | Market only | Market only | Yes | Market only | Market only | Yes | N/A | Market only | Pro Rata (Parallel Activation) | Merit order | Merit order | x <= 1MW | N/A | 1 MW < x <= 5 MW | 1 MW < x <= 5 MW | 1 MW < x <= 5 MW | 1 MW < x <= 5 MW | N/A | x <= 1 MW | Hour(s) | N/A | Hour(s) | Hour (or blocks) | Hour(s) | Hour (or blocks) | N/A | 15 minutes | Year or more + Month(s) + Day(s) | Year or more + Month(s) + Day(s) | x <= 1 minute | Year or more + Month(s) + Day(s) | 5 minutes < x <= 15 minutes | N/A | 15 minutes < x <= H-1 | Generators + Batteries | N/A | Generators + Demand-side response + Batteries | Generators + Demand-side response + Batteries | Generators + Demand-side response + Pump Storage + Batteries | Generators + Demand-side response + Pump Storage + Batteries | N/A | Generators + Demand-side response + Pump Storage + Batteries | Has to be symmetrical | Don't need to be symmetrical | Don't need to be symmetrical | No | No | N/A | No | Yes | N/A | Pay as bid | N/A | Pay as bid | Regulated Price | Pay as bid | Pay as bid | N/A | Marginal Pricing | 100% Grid Users (through tariff) | N/A | 100% Grid Users (through tariff) | 100% BRP | 100% Grid Users (through tariff) | 100% BRP | N/A | 100% BRP | Hybrid | N/A | Hybrid | Hybrid | Hybrid | Hybrid | N/A | Hybrid | Yes | N/A | Yes | No | Yes | No | No | No | No | N/A | No | No | No | No | No | No | No, in none direction | Yes, in all directions | 7,5 min < x <= 10 min | 10 min < x <= 15 min | 15 min < x <= 30 min | N/A | Yes | Yes | Yes | No | No | No | N/A | N/A | Yes | Changes due to accession to balancing energy platforms and implementation of standard balancing products. | -
Denmark | Energinet.dk IPC | Self-Dispatch – Portfolio Based | Yes | Market only | No | N/A | Yes | Market only | Hybrid | Yes | Market only | Market only | No | N/A | N/A | Pro Rata (Parallel Activation) | Merit order | N/A | x <= 1MW | N/A | x <= 1 MW | x <= 1 MW | 1 MW < x <= 5 MW | 1 MW < x <= 5 MW | N/A | N/A | Hour(s) | N/A | Month(s) | N/A | Month(s) | Hour (or blocks) | N/A | N/A | Day(s) | Month(s) + Day(s) | N/A | Month(s) + Day(s) | 5 minutes < x <= 15 minutes | N/A | N/A | Generators + Demand-side response + Batteries | N/A | Generators + Demand-side response | Generators + Demand-side response | Generators + Demand-side response | Generators + Demand-side response | N/A | N/A | Has to be symmetrical | Has to be symmetrical | Don't need to be symmetrical | No | No | N/A | No | Yes | N/A | Marginal Pricing | N/A | Pay as bid | Regulated Price | Marginal Pricing | Marginal Pricing | N/A | N/A | 100% Grid Users (through tariff) | N/A | 100% Grid Users (through tariff) | 100% Grid Users (through tariff) | 100% Grid Users (through tariff) | 100% BRP | N/A | N/A | Ex-Post Check | N/A | Real-Time Monitoring | Hybrid | Real-Time Monitoring | Real-Time Monitoring | N/A | N/A | No | N/A | No | No | No | No | N/A | N/A | No | N/A | No | No | No | No | N/A | N/A | Yes, in all directions | N/A | 10 min < x <= 15 min | 10 min < x <= 15 min | N/A | N/A | No | Yes | N/A | No | Yes | N/A | N/A | N/A | Only minor changes | Daily auctions for mFRR capacity | -
Estonia | Elering | Self-Dispatch – Portfolio Based | No | N/A | N/A | N/A | No | N/A | N/A | Yes | Mandatory only | Hybrid | No | N/A | N/A | N/A | Merit order | N/A | N/A | N/A | N/A | N/A | x <= 1 MW | x <= 1 MW | N/A | N/A | N/A | N/A | N/A | N/A | Year or more | Hour (or blocks) | N/A | N/A | N/A | N/A | N/A | Year or more | 15 minutes < x <= H-1 | N/A | N/A | N/A | N/A | N/A | N/A | Generators Only | Generators + Demand-side response | N/A | N/A | N/A | N/A | N/A | N/A | Yes | N/A | N/A | N/A | N/A | N/A | N/A | N/A | N/A | Pay as bid | Hybrid | N/A | N/A | N/A | N/A | N/A | N/A | 100% Grid Users (through tariff) | Hybrid | N/A | N/A | N/A | N/A | N/A | N/A | Hybrid | Hybrid | N/A | N/A | N/A | N/A | N/A | N/A | No | No | N/A | N/A | N/A | N/A | N/A | N/A | No | No | N/A | N/A | Yes, in all directions | N/A | N/A | 10 min < x <= 15 min | N/A | N/A | N/A | Yes | N/A | N/A | Yes | N/A | N/A | N/A | Yes | Changes will come due to the Baltic electricity grid synchronization with the Continental European Network | -
Finland | Fingrid | Self-Dispatch – Portfolio Based | Yes | Market only | Yes | N/A | Yes | Market only | N/A | Yes | Market only | Market only | No | N/A | N/A | Pro Rata (Parallel Activation) | Merit order | N/A | x <= 1MW | N/A | 1 MW < x <= 5 MW | N/A | 1 MW < x <= 5 MW | 1 MW < x <= 5 MW | N/A | N/A | Hour(s) | N/A | Hour(s) | N/A | Week(s) | Hour (or blocks) | N/A | N/A | Day(s) | Day(s) | N/A | Week(s) | 5 minutes < x <= 15 minutes | N/A | N/A | Generators + Demand-side response + Batteries | N/A | Generators Only | N/A | Generators + Demand-side response | Generators + Demand-side response | N/A | N/A | Has to be symmetrical | Don't need to be symmetrical | Don't need to be symmetrical | Yes | No | N/A | No | N/A | N/A | Marginal Pricing | Marginal Pricing | Pay as bid | Marginal Pricing | Marginal Pricing | Marginal Pricing | N/A | N/A | Hybrid | 100% BRP | 100% BRP | 100% BRP | Hybrid | 100% BRP | N/A | N/A | Hybrid | N/A | Hybrid | Hybrid | Hybrid | Hybrid | N/A | N/A | No | No | No | No, there is no aFRR balancing energy market | No | No | N/A | N/A | N/A | N/A | N/A | N/A | N/A | N/A | N/A | N/A | Yes, in all directions | N/A | 2 min < x <= 5 min | 10 min < x <= 15 min | N/A | No, there is no FCR balancing energy market | No, there is no aFRR balancing energy market | Yes | N/A | Yes | Yes | N/A | N/A | N/A | Yes | - | -
France | RTE | Self-Dispatch – Unit Based | Yes | Market only | Yes | Mandatory only | Yes | Market only | Mandatory only | Yes | Market only | Market only | Yes | Market only | Market only | Pro Rata (Parallel Activation) | Merit order | Merit order | x <= 1MW | x <= 1MW | x <= 1 MW | x <= 1 MW | 5 MW < x <= 10 MW | 5 MW < x <= 10 MW | 5 MW < x <= 10 MW | 5 MW < x <= 10 MW | Hour(s) | 30 minutes | Hour(s) | 30 minutes | Day(s) | 30 minutes | Day(s) | 30 minutes | Day(s) | Day(s) | 15 minutes < x <= H-1 | Year or more + Day(s) | 15 minutes < x <= H-1 | Day(s) | 15 minutes < x <= H-1 | All possible options | All possible options | All possible options | All possible options | All possible options | All possible options | All possible options | All possible options | Has to be symmetrical | Don't need to be symmetrical | Don't need to be symmetrical | No | No | No | Yes | Yes | Yes | Marginal Pricing | Regulated Price | Marginal Pricing | Regulated Price | Marginal Pricing | Pay as bid | Marginal Pricing | Pay as bid | 100% Grid Users (through tariff) | 100% BRP | 100% Grid Users (through tariff) | 100% BRP | 100% Grid Users (through tariff) | 100% BRP | 100% Grid Users (through tariff) | 100% BRP | Hybrid | Hybrid | Hybrid | Hybrid | Ex-Post Check | Ex-Post Check | Ex-Post Check | Ex-Post Check | Yes | No | Yes | No | Yes | No | Yes | No | Yes | No | Yes | No | Yes | No | Yes | No | Yes, in all directions | Yes, in all directions | 5 min < x <= 7,5 min | 10 min < x <= 15 min | 30 min < x <= 1 hour | Yes | Yes | Yes | Yes | No | Yes | Yes | N/A | N/A | Yes | D-1 market_based procurements for 33 % of mFRR and RR reserves since June 2021 D-1 market-based procurement for aFRR reserve aFRR since November 2021 but has been suspended until further notice | -
Germany | 50Hertz | Self-Dispatch – Portfolio Based | Yes | Market only | No | N/A | Yes | Market only | Market only | Yes | Market only | Market only | No | N/A | N/A | Merit order | Merit order | N/A | x <= 1MW | N/A | x <= 1 MW | x <= 1 MW | x <= 1 MW | x <= 1 MW | N/A | N/A | Hour(s) | N/A | Hour(s) | Hour (or blocks) | Hour(s) | Hour (or blocks) | N/A | N/A | Day(s) | Day(s) | x > H-1 | Day(s) | x > H-1 | N/A | N/A | All possible options | N/A | All possible options | All possible options | All possible options | All possible options | N/A | N/A | Has to be symmetrical | Don't need to be symmetrical | Don't need to be symmetrical | Yes | Yes | N/A | No | No | N/A | Marginal Pricing | N/A | Pay as bid | Pay as bid | Pay as bid | Pay as bid | N/A | N/A | 100% Grid Users (through tariff) | N/A | 100% Grid Users (through tariff) | 100% BRP | 100% Grid Users (through tariff) | 100% BRP | N/A | N/A | Real-Time Monitoring | N/A | N/A | Real-Time Monitoring | Real-Time Monitoring | Real-Time Monitoring | N/A | N/A | Yes | N/A | Yes | Yes | Yes | Yes | N/A | N/A | No | N/A | No | No | No | No | N/A | N/A | Yes, in all directions | N/A | 2 min < x <= 5 min | 10 min < x <= 15 min | N/A | N/A | Yes | Yes | N/A | No | No | N/A | N/A | N/A | Yes | Implementation of EB GL target market design | -
| Amprion | Self-Dispatch – Portfolio Based | Yes | Market only | No | N/A | Yes | Market only | Market only | Yes | Market only | Market only | No | N/A | N/A | Merit order | Merit order | N/A | x <= 1MW | N/A | x <= 1 MW | x <= 1 MW | x <= 1 MW | x <= 1 MW | N/A | N/A | Hour(s) | N/A | Hour(s) | Hour (or blocks) | Hour(s) | Hour (or blocks) | N/A | N/A | Day(s) | Day(s) | x > H-1 | Day(s) | x > H-1 | N/A | N/A | All possible options | N/A | All possible options | All possible options | All possible options | All possible options | N/A | N/A | Has to be symmetrical | Don't need to be symmetrical | Don't need to be symmetrical | Yes | Yes | N/A | No | No | N/A | Marginal Pricing | N/A | Pay as bid | Pay as bid | Pay as bid | Pay as bid | N/A | N/A | 100% Grid Users (through tariff) | N/A | 100% Grid Users (through tariff) | 100% BRP | 100% Grid Users (through tariff) | 100% BRP | N/A | N/A | Real-Time Monitoring | N/A | N/A | Real-Time Monitoring | Real-Time Monitoring | Real-Time Monitoring | N/A | N/A | Yes | N/A | Yes | Yes | Yes | Yes | N/A | N/A | No | N/A | No | No | No | No | N/A | N/A | Yes, in all directions | N/A | 2 min < x <= 5 min | 10 min < x <= 15 min | N/A | N/A | Yes | Yes | N/A | No | No | N/A | N/A | N/A | Yes |  | -
| TransnetBW | Self-Dispatch – Portfolio Based | Yes | Market only | No | N/A | Yes | Market only | Market only | Yes | Market only | Market only | No | N/A | N/A | Merit order | Merit order | N/A | x <= 1MW | N/A | x <= 1 MW | x <= 1 MW | x <= 1 MW | x <= 1 MW | N/A | N/A | Hour(s) | N/A | Hour(s) | Hour (or blocks) | Hour(s) | Hour (or blocks) | N/A | N/A | Day(s) | Day(s) | x > H-1 | Day(s) | x > H-1 | N/A | N/A | All possible options | N/A | All possible options | All possible options | All possible options | All possible options | N/A | N/A | Has to be symmetrical | Don't need to be symmetrical | Don't need to be symmetrical | Yes | Yes | N/A | No | No | N/A | Marginal Pricing | N/A | Pay as bid | Pay as bid | Pay as bid | Pay as bid | N/A | N/A | 100% Grid Users (through tariff) | N/A | 100% Grid Users (through tariff) | 100% BRP | 100% Grid Users (through tariff) | 100% BRP | N/A | N/A | Real-Time Monitoring | N/A | N/A | Real-Time Monitoring | Real-Time Monitoring | Real-Time Monitoring | N/A | N/A | Yes | N/A | Yes | Yes | Yes | Yes | N/A | N/A | No | N/A | No | No | No | No | N/A | N/A | Yes, in all directions | N/A | 2 min < x <= 5 min | 10 min < x <= 15 min | N/A | N/A | Yes | Yes | N/A | No | No | N/A | N/A | N/A | Yes |  | -
| Tennet Germany | Self-Dispatch – Portfolio Based | Yes | Market only | No | N/A | Yes | Market only | Market only | Yes | Market only | Market only | No | N/A | N/A | Merit order | Merit order | N/A | x <= 1MW | N/A | x <= 1 MW | x <= 1 MW | x <= 1 MW | x <= 1 MW | N/A | N/A | Hour(s) | N/A | Hour(s) | Hour (or blocks) | Hour(s) | Hour (or blocks) | N/A | N/A | Day(s) | Day(s) | x > H-1 | Day(s) | x > H-1 | N/A | N/A | All possible options | N/A | All possible options | All possible options | All possible options | All possible options | N/A | N/A | Has to be symmetrical | Don't need to be symmetrical | Don't need to be symmetrical | Yes | Yes | N/A | No | No | N/A | Marginal Pricing | N/A | Pay as bid | Pay as bid | Pay as bid | Pay as bid | N/A | N/A | 100% Grid Users (through tariff) | N/A | 100% Grid Users (through tariff) | 100% BRP | 100% Grid Users (through tariff) | 100% BRP | N/A | N/A | Real-Time Monitoring | N/A | N/A | Real-Time Monitoring | Real-Time Monitoring | Real-Time Monitoring | N/A | N/A | Yes | N/A | Yes | Yes | Yes | Yes | N/A | N/A | No | N/A | No | No | No | No | N/A | N/A | Yes, in all directions | N/A | 2 min < x <= 5 min | 10 min < x <= 15 min | N/A | N/A | Yes | Yes | N/A | No | No | N/A | N/A | N/A | Yes |  | -
Greece | IPTO SA | Central Dispatch | Yes | Market only | No | N/A | Yes | Market only | Market only | Yes | Market only | Market only | No | N/A | N/A | Pro Rata (Parallel Activation) | Merit order | N/A | x <= 1MW | N/A | x <= 1 MW | x <= 1 MW | x <= 1 MW | x <= 1 MW | N/A | N/A | Hour(s) | N/A | Hour(s) | 15 minutes | Hour(s) | 15 minutes | N/A | N/A | Day(s) | Day(s) | 5 minutes < x <= 15 minutes | Day(s) | 5 minutes < x <= 15 minutes | N/A | N/A | Generators Only | N/A | Generators Only | Generators Only | Generators Only | Generators + Pump Storage | N/A | N/A | Don't need to be symmetrical | Don't need to be symmetrical | Don't need to be symmetrical | No | No | N/A | Yes | Yes | N/A | Pay as bid | N/A | Pay as bid | Hybrid | Pay as bid | Marginal Pricing | N/A | N/A | 100% BRP | N/A | 100% BRP | 100% BRP | 100% BRP | 100% BRP | N/A | N/A | Hybrid | N/A | Hybrid | Hybrid | Hybrid | Hybrid | N/A | N/A | No | N/A | No | No | No | No | N/A | N/A | N/A | N/A | N/A | N/A | N/A | N/A | N/A | N/A | Yes, in all directions | N/A | 5 min < x <= 7,5 min | 5 min < x <= 10 min | N/A | N/A | No | Yes | N/A | No | Yes | N/A | No | No | Yes | - | -
Hungary | MAVIR | Self-Dispatch – Portfolio Based | Yes | Market only | No | N/A | Yes | Market only | Market only | Yes | Market only | Market only | No | N/A | N/A | Merit order | Merit order | N/A | x <= 1MW | N/A | x <= 1 MW | x <= 1 MW | x <= 1 MW | x <= 1 MW | N/A | N/A | Hour(s) | N/A | Hour(s) | Hour (or blocks) | Hour(s) | Hour (or blocks) | N/A | N/A | Month(s) + Day(s) | Month(s) + Day(s) | x <= 1 minute | Month(s) + Day(s) | 5 minutes < x <= 15 minutes | N/A | N/A | Generators + Batteries | N/A | Generators + Demand-side response + Batteries + Distributed generation | Generators + Demand-side response + Batteries + Distributed generation | Generators + Demand-side response + Batteries + Distributed generation | Generators + Demand-side response + Batteries + Distributed generation | N/A | N/A | Has to be symmetrical | Don't need to be symmetrical | Don't need to be symmetrical | No | No | N/A | N/A | N/A | N/A | Pay as bid | N/A | Pay as bid | Pay as bid | Pay as bid | Pay as bid | N/A | N/A | 100% Grid Users (through tariff) | N/A | 100% Grid Users (through tariff) | 100% BRP | 100% Grid Users (through tariff) | 100% BRP | N/A | N/A | Hybrid | N/A | Real-Time Monitoring | Real-Time Monitoring | Hybrid | Hybrid | N/A | N/A | Yes | N/A | Yes | No | Yes | No | N/A | N/A | No | N/A | No | No | No | No | N/A | N/A | Yes, in all directions | N/A | 10 min < x <= 15 min | 10 min < x <= 15 min | N/A | N/A | Yes | Yes | N/A | Yes | Yes | N/A | N/A | N/A | No changes | - | -
Ireland | EirGrid | Central Dispatch | Yes | N/A | Yes | Hybrid | No | N/A | N/A | Yes | N/A | Market Only | Yes | N/A | Market Only | N/A | Merit order | Merit Order | N/A | x <= 1MW | N/A | N/A | N/A | x <= 1 MW | N/A | x <= 1 MW | N/A | N/A | N/A | N/A | N/A | N/A | N/A | N/A | N/A | N/A | N/A | N/A | Depends on the unit | N/A | Depends on the unit | Generators + Demand-side response + Pump Storage + Batteries | Generators + Demand-side response + Pump Storage + Batteries | N/A | N/A | Generators + Demand-side response + Pump Storage + Batteries | Generators + Demand-side response + Pump Storage + Batteries | Generators + Demand-side response + Pump Storage + Batteries | Generators + Demand-side response + Pump Storage + Batteries | Don't need to be symmetrical | N/A | Don't need to be symmetrical | N/A | N/A | N/A | N/A | N/A | N/A | Regulated Price | Hybrid | N/A | N/A | Regulated Price | Hybrid | Regulated Price | Hybrid | 100% Grid Users (through tariff) | 100% BRP | N/A | N/A | 100% Grid Users (through tariff) | Hybrid | 100% Grid Users (through tariff) | Hybrid | Hybrid | Hybrid | N/A | N/A | Hybrid | Hybrid | Hybrid | Hybrid | No | No | N/A | N/A | No | No | No | No | N/A | N/A | N/A | N/A | N/A | N/A | N/A | N/A | Yes, in all directions | Yes, in all directions | N/A | Depends on the unit | Depends on the unit | Yes | No, there is no aFRR balancing energy market | Yes | Yes | N/A | Yes | Yes | Yes | No | Yes | Future arrangments still under design consderations | Future arrangments still under design consderations
Italy | Terna | Central Dispatch | Yes | Mandatory only | Yes | Mandatory only | Yes | N/A | Hybrid | Yes | N/A | Hybrid | Yes | N/A | Hybrid | Pro Rata (Parallel Activation) | Merit order | Merit order | No minimum bid size | N/A | N/A | x <= 1 MW | N/A | x <= 1 MW | N/A | x <= 1 MW | N/A | N/A | N/A | Hour (or blocks) | N/A | Hour (or blocks) | N/A | Hour (or blocks) | N/A | N/A | x <= 1 minute | N/A | 5 minutes < x <= 15 minutes | N/A | x > H-1 | Generators Only | Generators Only | N/A | Generators Only | N/A | All possible options | N/A | All possible options | Has to be symmetrical | N/A | N/A | N/A | N/A | N/A | N/A | N/A | N/A | N/A | Regulated Price | N/A | Pay as bid | N/A | Pay as bid | N/A | Pay as bid | N/A | 100% Grid Users (through tariff) | N/A | 100% Grid Users (through tariff) | N/A | 100% Grid Users (through tariff) | N/A | 100% Grid Users (through tariff) | N/A | Ex-Post Check | N/A | Real-Time Monitoring | N/A | Real-Time Monitoring | N/A | Real-Time Monitoring | No | No | No | No | No | No | No | No | No | No | No | No | No | No | No | No | Yes, in all directions | Yes, in all directions | 2 min < x <= 5 min | 10 min < x <= 15 min | x > 1 hour | No, there is no FCR balancing energy market | Yes | Yes | Yes | No | Yes | Yes | Yes | No | Yes | From December 2021 DSR, distributed resources, RES, and storage can partecipate to a pilot project to test aFRR provision (energy payments only). These resources can offer asymmetric bands of aFRR. | -
Latvia | AST | Self-Dispatch – Portfolio Based | No | N/A | N/A | N/A | No | N/A | N/A | Yes | Market only | Market only | No | N/A | N/A | N/A | Merit order | N/A | N/A | N/A | N/A | N/A | x > 10 MW | x <= 1 MW | N/A | N/A | N/A | N/A | N/A | N/A | Year or more | Hour (or blocks) | N/A | N/A | N/A | N/A | N/A | Year or more | 15 minutes < x <= H-1 | N/A | N/A | N/A | N/A | N/A | N/A | Generators Only | Generators Only | N/A | N/A | N/A | N/A | Don't need to be symmetrical | N/A | N/A | N/A | N/A | N/A | N/A | N/A | N/A | N/A | N/A | Pay as bid | Marginal Pricing | N/A | N/A | N/A | N/A | N/A | N/A | 100% Grid Users (through tariff) | 100% BRP | N/A | N/A | N/A | N/A | N/A | N/A | Real-Time Monitoring | Real-Time Monitoring | N/A | N/A | N/A | N/A | N/A | N/A | No | No | N/A | N/A | N/A | N/A | N/A | N/A | N/A | N/A | N/A | N/A | Yes, in all directions | N/A | N/A | 10 min < x <= 15 min | N/A | N/A | N/A | Yes | N/A | N/A | Yes | N/A | N/A | N/A | No changes | - | -
Lithuania | LITGRID | Self-Dispatch – Portfolio Based | No | N/A | N/A | N/A | No | N/A | N/A | Yes | Market only | Market only | No | N/A | N/A | N/A | Merit order | N/A | N/A | N/A | N/A | N/A | x <= 1 MW | x <= 1 MW | N/A | N/A | N/A | N/A | N/A | N/A | Hour(s) | Hour (or blocks) | N/A | N/A | N/A | N/A | N/A | Day(s) | 15 minutes < x <= H-1 | N/A | N/A | N/A | N/A | N/A | N/A | Generators + Demand-side response + Pump Storage | Generators + Demand-side response + Pump Storage | N/A | N/A | N/A | N/A | Don't need to be symmetrical | N/A | Yes | N/A | N/A | No | N/A | N/A | N/A | N/A | N/A | Marginal Pricing | Hybrid | N/A | N/A | N/A | N/A | N/A | N/A | 100% Grid Users (through tariff) | Hybrid | N/A | N/A | N/A | N/A | N/A | N/A | Hybrid | Hybrid | N/A | N/A | N/A | N/A | N/A | N/A | No | No | N/A | N/A | N/A | N/A | N/A | N/A | No | No | N/A | N/A | Yes, in all directions | N/A | N/A | 10 min < x <= 15 min | N/A | N/A | N/A | No | N/A | N/A | Yes | N/A | N/A | N/A | Yes | In context of Baltic electricity grid synchronization with Continental Europe Network changes in balancing markets are foreseen: 1. Creating Common Baltic capacity market for mFRR, aFRR and FCR 2. Joining MARI 3. Creating local aFRR market 4. Joining PISACCO | -
Luxembourg | CREOS | Self-Dispatch – Portfolio Based | No | N/A | N/A | N/A | No | N/A | N/A | No | N/A | N/A | No | N/A | N/A | N/A | N/A | N/A | N/A | N/A | N/A | N/A | N/A | N/A | N/A | N/A | N/A | N/A | N/A | N/A | N/A | N/A | N/A | N/A | N/A | N/A | N/A | N/A | N/A | N/A | N/A | N/A | N/A | N/A | N/A | N/A | N/A | N/A | N/A | N/A | N/A | N/A | N/A | N/A | N/A | N/A | N/A | N/A | N/A | N/A | N/A | N/A | N/A | N/A | N/A | N/A | N/A | N/A | N/A | N/A | N/A | N/A | N/A | N/A | N/A | N/A | N/A | N/A | N/A | N/A | N/A | N/A | N/A | N/A | N/A | N/A | N/A | N/A | N/A | N/A | N/A | N/A | N/A | N/A | N/A | N/A | N/A | N/A | N/A | N/A | N/A | N/A | N/A | N/A | N/A | N/A | N/A | N/A | N/A | N/A | N/A | N/A | No changes | - | -
Malta | Enemalta | - | - | - | - | - | - | - | - | - | - | - | - | - | - | - | - | - | - | - | - | - | - | - | - | - | - | - | - | - | - | - | - | - | - | - | - | - | - | - | - | - | - | - | - | - | - | - | - | - | - | - | - | - | - | - | - | - | - | - | - | - | - | - | - | - | - | - | - | - | - | - | - | - | - | - | - | - | - | - | - | - | - | - | - | - | - | - | - | - | - | - | - | - | - | - | - | - | - | - | - | - | - | [7 empty] | - | - | - | - | - | bar: Free Bids allowed? Energy to Are activations possible for other purposes than for balancing? Energy
Netherlands | TenneT NL | Self-Dispatch – Portfolio Based | Yes | Market only | No | N/A | Yes | Market only | Market only | Yes | Market only | N/A | No | N/A | N/A | Merit order | N/A | N/A | x <= 1MW | N/A | 1 MW < x <= 5 MW | x <= 1 MW | x > 10 MW | x > 10 MW | N/A | N/A | Hour(s) | N/A | Day(s) | 15 minutes | Day(s) | 15 minutes | N/A | N/A | Day(s) | Day(s) | x <= 1 minute | Day(s) | x <= 1 minute | N/A | N/A | All possible options | N/A | All possible options | All possible options | All possible options | All possible options | N/A | N/A | Has to be symmetrical | Don't need to be symmetrical | Don't need to be symmetrical | Yes | N/A | N/A | No | N/A | N/A | Marginal Pricing | N/A | Pay as bid | Marginal Pricing | Pay as bid | Marginal Pricing | N/A | N/A | 100% Grid Users (through tariff) | N/A | 100% Grid Users (through tariff) | 100% BRP | 100% Grid Users (through tariff) | 100% BRP | N/A | N/A | Ex-Post Check | N/A | Ex-Post Check | Ex-Post Check | N/A | Ex-Post Check | N/A | N/A | Yes | N/A | Yes | No | Yes | Yes | N/A | N/A | No | N/A | No | No | No | No | N/A | N/A | No, in none direction | N/A | 10 min < x <= 15 min | 10 min < x <= 15 min | N/A | N/A | Yes | No | N/A | No | No | N/A | N/A | N/A | Yes | aFRR energy bids FAT to be aligned with EB Regulation standard product, exact date not yet determined. mFRR bids (local balancing energy product, similar to 15 min whole sale trade product) removed from Tableau since not in line with mFRR standard product, and since little interest from BRPs. | -
Poland | PSE | Central Dispatch | Yes | Hybrid | Yes | N/A | Yes | Hybrid | Market only | No | N/A | N/A | Yes | Hybrid | Market only | Merit order | N/A | Merit order | x <= 1MW | x <= 1MW | x <= 1 MW | x <= 1 MW | N/A | N/A | x <= 1 MW | x <= 1 MW | N/A | Hour (or blocks) | N/A | Hour (or blocks) | N/A | N/A | Hour(s) | Hour (or blocks) | N/A | N/A | x <= 1 minute | N/A | N/A | N/A | 15 minutes < x <= H-1 | Generators Only | Generators Only | Generators Only | Generators Only | N/A | N/A | Generators Only | Generators + Demand-side response + Pump Storage | Has to be symmetrical | Has to be symmetrical | N/A | N/A | N/A | N/A | N/A | N/A | N/A | Regulated Price | Marginal Pricing | Regulated Price | Marginal Pricing | N/A | N/A | Regulated Price | Marginal Pricing | 100% Grid Users (through tariff) | 100% BRP | 100% Grid Users (through tariff) | 100% BRP | N/A | N/A | 100% Grid Users (through tariff) | 100% BRP | Hybrid | Hybrid | Hybrid | Hybrid | N/A | N/A | Hybrid | Hybrid | No | No | No | No | N/A | N/A | No | No | No | No | No | No | N/A | N/A | No | No | N/A | Yes, in all directions | 2 min < x <= 5 min | N/A | Depends on the unit | No | No | N/A | Yes | No | N/A | Yes | N/A | N/A | Yes | Alingment of balancing product with products defined in EBGL and Implementation frameworks, intoduction of balancing capaity products | -
Portugal | REN | Self-Dispatch – Unit Based | Yes | N/A | No | N/A | Yes | Market only | N/A | Yes | N/A | Market only | Yes | N/A | Market only | Pro Rata (Parallel Activation) | Merit order | Merit order | No minimum bid size | N/A | x > 10 MW | N/A | N/A | No minimum bid size | N/A | x > 10 MW | N/A | N/A | Hour(s) | N/A | N/A | Hour (or blocks) | N/A | Hour (or blocks) | N/A | Day(s) | N/A | N/A | Depends on the unit | N/A | 5 minutes < x <= 15 minutes | Generators Only | N/A | Generators + Pump Storage | Generators + Pump Storage | N/A | Generators + Demand-side response + Pump Storage | N/A | Generators + Demand-side response + Pump Storage | Has to be symmetrical | Don't need to be symmetrical | N/A | Yes | N/A | N/A | No | N/A | N/A | N/A | N/A | Marginal Pricing | Marginal Pricing | N/A | Marginal Pricing | N/A | Marginal Pricing | N/A | N/A | 100% BRP | 100% BRP | N/A | 100% BRP | N/A | 100% BRP | Ex-Post Check | N/A | Hybrid | Hybrid | N/A | Hybrid | N/A | Hybrid | No | N/A | Yes | No | Yes | No | No | No | No | N/A | No | No | Yes | No | No | No | Yes, in all directions | Yes, in all directions | 2 min < x <= 5 min | Depends on the unit | Depends on the unit | N/A | No, there is no aFRR balancing energy market | No | No | No | Yes | Yes | No | No | No changes | - | -
Romania | Transelectrica | Self-Dispatch – Portfolio Based | Yes | Mandatory only | No | N/A | Yes | Market only | Hybrid | Yes | Market only | Hybrid | Yes | Hybrid | Hybrid | Merit order | Merit order | Merit order | 1 MW < x <= 5 MW | N/A | x > 10 MW | x > 10 MW | 1 MW < x <= 5 MW | 1 MW < x <= 5 MW | 1 MW < x <= 5 MW | 1 MW < x <= 5 MW | Hour(s) | N/A | Hour(s) | 15 minutes | Hour(s) | 15 minutes | Hour(s) | 15 minutes | Day(s) | N/A | x > H-1 | Day(s) | 5 minutes < x <= 15 minutes | Day(s) | 15 minutes < x <= H-1 | Generators Only | N/A | Generators Only | Generators Only | Generators Only | Generators Only | Generators Only | Generators Only | Has to be symmetrical | Has to be symmetrical | Don't need to be symmetrical | Yes | Yes | Yes | No | No | No | N/A | N/A | Marginal Pricing | Marginal Pricing | Marginal Pricing | Marginal Pricing | Marginal Pricing | Marginal Pricing | N/A | N/A | 100% Grid Users (through tariff) | 100% BRP | 100% Grid Users (through tariff) | 100% BRP | 100% Grid Users (through tariff) | 100% BRP | N/A | N/A | Real-Time Monitoring | Real-Time Monitoring | Real-Time Monitoring | Real-Time Monitoring | Real-Time Monitoring | Real-Time Monitoring | Yes | N/A | Yes | No | Yes | No | Yes | No | No | N/A | No | No | No | No | No | No | Yes, in all directions | Yes, in all directions | 2 min < x <= 5 min | 10 min < x <= 15 min | Depends on the unit | N/A | No | No | No | No | No | No | Yes | N/A | No changes | - | -
Slovakia | SEPS | Self-Dispatch – Portfolio Based | Yes | Market only | No | N/A | Yes | Market only | Market only | Yes | Market only | Market only | No | N/A | N/A | Merit order | Merit order | N/A | x <= 1MW | N/A | 1 MW < x <= 5 MW | x <= 1 MW | 1 MW < x <= 5 MW | 1 MW < x <= 5 MW | N/A | N/A | Hour(s) | N/A | Hour(s) | N/A | Hour(s) | Hour (or blocks) | N/A | N/A | Year or more + Day(s) | Year or more + Day(s) | x <= 1 minute | Year or more + Day(s) | 15 minutes < x <= H-1 | N/A | N/A | Generators Only | N/A | Generators + Pump Storage | Generators + Pump Storage | Generators + Demand-side response + Pump Storage | Generators + Demand-side response + Pump Storage | N/A | N/A | Has to be symmetrical | Don't need to be symmetrical | Don't need to be symmetrical | No | No | N/A | N/A | N/A | N/A | Pay as bid | N/A | Pay as bid | Pay as bid | Pay as bid | Pay as bid | N/A | N/A | 100% Grid Users (through tariff) | N/A | 100% Grid Users (through tariff) | 100% BRP | 100% Grid Users (through tariff) | 100% BRP | N/A | N/A | Hybrid | N/A | Hybrid | Hybrid | Hybrid | Hybrid | N/A | N/A | Yes | N/A | Yes | No | Yes | No | N/A | N/A | No | N/A | No | Yes | No | No | N/A | N/A | Yes, in all directions | N/A | 10 min < x <= 15 min | 10 min < x <= 15 min | N/A | N/A | No | No | N/A | No | No | N/A | N/A | N/A | Yes | - | -
Slovenia | ELES | Self-Dispatch – Portfolio Based | Yes | Market only | No | N/A | Yes | Market only | Market only | Yes | Market only | Market only | Yes | N/A | Market only | Merit order | Merit order | Merit order | x <= 1MW | N/A | x <= 1 MW | x <= 1 MW | x <= 1 MW | x <= 1 MW | N/A | x <= 1 MW | Hour(s) | N/A | Year or more | Hour (or blocks) | Year or more | Hour (or blocks) | N/A | N/A | Day(s) | Year or more + Month(s) | x > H-1 | Year or more + Month(s) | x > H-1 | N/A | N/A | Generators Only | N/A | All possible options | All possible options | All possible options | All possible options | N/A | N/A | Has to be symmetrical | Don't need to be symmetrical | Don't need to be symmetrical | No | No | N/A | N/A | N/A | N/A | Marginal Pricing | N/A | Pay as bid | Pay as bid | Pay as bid | Pay as bid | N/A | Pay as bid | 100% Grid Users (through tariff) | N/A | 100% Grid Users (through tariff) | 100% BRP | 100% Grid Users (through tariff) | 100% BRP | N/A | 100% BRP | Hybrid | N/A | Hybrid | Hybrid | Ex-Post Check | Ex-Post Check | N/A | N/A | Yes | N/A | Yes | No | Yes | Yes | No | No | No | N/A | No | No | No | No | No | No | Yes, in all directions | N/A | 2 min < x <= 5 min | 10 min < x <= 15 min | N/A | N/A | Yes | Yes | Yes | No | Yes | No | Yes | No | Only minor changes | - | -
Spain | REE | Self-Dispatch – Unit Based | Yes | Mandatory only | No | N/A | Yes | Market only | Hybrid | Yes | N/A | Market only | Yes | N/A | Market only | Pro Rata (Parallel Activation) | Merit order | Merit order | No minimum bid size | N/A | 1 MW < x <= 5 MW | x <= 1 MW | N/A | x <= 1 MW | N/A | x <= 1 MW | Year or more | N/A | Hour(s) | N/A | Day(s) | Hour (or blocks) | N/A | Hour (or blocks) | N/A | Day(s) | x <= 1 minute | N/A | 5 minutes < x <= 15 minutes | N/A | 15 minutes < x <= H-1 | Generators Only | N/A | Generators Only | Generators Only | All possible options | All possible options | N/A | All possible options | Has to be symmetrical | Don't need to be symmetrical | N/A | Yes | N/A | N/A | No | N/A | N/A | N/A | N/A | Marginal Pricing | Hybrid | N/A | Marginal Pricing | N/A | Marginal Pricing | N/A | N/A | 100% Grid Users (through tariff) | 100% BRP | N/A | 100% BRP | N/A | 100% BRP | Hybrid | N/A | Real-Time Monitoring | Real-Time Monitoring | Hybrid | Hybrid | N/A | Ex-Post Check | Yes | N/A | Yes, only in case of forced outage | Yes, only in case of forced outage | No | No | No | No | No | N/A | No | No | No | No | No | No | Yes, in all directions | Yes, in all directions | 2 min < x <= 5 min | 10 min < x <= 15 min | 15 min < x <= 30 min | N/A | No, there is no aFRR balancing energy market | Yes | Yes | No | No | No | No | No | Yes | Opening of demand units to participate at balancing markets Preparation of Spanish system along 2021, for future PICASSO and MARI platforms on going. | -
Sweden | SVENSKA KRAFTNÄT | Self-Dispatch – Portfolio Based | Yes | Market only | Yes | N/A | Yes | Market only | N/A | Yes | Market only | Market only | No | N/A | N/A | Merit order | Merit order | N/A | x <= 1MW | N/A | 5 MW < x <= 10 MW | N/A | 5 MW < x <= 10 MW | N/A | N/A | N/A | Day(s) | N/A | Hour(s) | N/A | N/A | Hour (or blocks) | N/A | N/A | Day(s) | Day(s) | N/A | Month(s) | 5 minutes < x <= 15 minutes | N/A | N/A | Generators + Demand-side response + Batteries | Generators + Demand-side response + Batteries | Generators Only | N/A | Generators + Demand-side response | Generators + Demand-side response | N/A | N/A | Has to be symmetrical | Don't need to be symmetrical | Don't need to be symmetrical | No | No | N/A | No | No | N/A | Pay as bid | Pay as bid | Pay as bid | Marginal Pricing | Pay as bid | Marginal Pricing | N/A | N/A | Hybrid | 100% BRP | 100% BRP | 100% BRP | N/A | 100% BRP | N/A | N/A | Hybrid | Hybrid | Hybrid | Hybrid | Hybrid | Real-Time Monitoring | N/A | N/A | No | No | No | N/A | No | No | N/A | N/A | No | No | No | No | No | No | N/A | N/A | Yes, in all directions | N/A | x <= 2 min | Depends on the unit | N/A | No | No | Yes | N/A | Yes | Yes | N/A | N/A | N/A | Only minor changes | - | -
GB/United Kingdom | National Grid | - | - | - | - | - | - | - | - | - | - | - | - | - | - | - | - | - | - | - | - | - | - | - | - | - | - | - | - | - | - | - | - | - | - | - | - | - | - | - | - | - | - | - | - | - | - | - | - | - | - | - | - | - | - | - | - | - | - | - | - | - | - | - | - | - | - | - | - | - | - | - | - | - | - | - | - | - | - | - | - | - | - | - | - | - | - | - | - | - | - | - | - | - | - | - | - | - | - | - | - | - | - | [7 empty] | - | - | - | - | - | bar: Free Bids allowed? Energy to Are activations possible for other purposes than for balancing? Energy
| SHETL | - | - | - | - | - | - | - | - | - | - | - | - | - | - | - | - | - | - | - | - | - | - | - | - | - | - | - | - | - | - | - | - | - | - | - | - | - | - | - | - | - | - | - | - | - | - | - | - | - | - | - | - | - | - | - | - | - | - | - | - | - | - | - | - | - | - | - | - | - | - | - | - | - | - | - | - | - | - | - | - | - | - | - | - | - | - | - | - | - | - | - | - | - | - | - | - | - | - | - | - | - | - | [7 empty] | - | - | - | - | - | bar: Free Bids allowed? Energy to Are activations possible for other purposes than for balancing? Energy
| SPTransmission | - | - | - | - | - | - | - | - | - | - | - | - | - | - | - | - | - | - | - | - | - | - | - | - | - | - | - | - | - | - | - | - | - | - | - | - | - | - | - | - | - | - | - | - | - | - | - | - | - | - | - | - | - | - | - | - | - | - | - | - | - | - | - | - | - | - | - | - | - | - | - | - | - | - | - | - | - | - | - | - | - | - | - | - | - | - | - | - | - | - | - | - | - | - | - | - | - | - | - | - | - | - | [7 empty] | - | - | - | - | - | bar: Free Bids allowed? Energy to Are activations possible for other purposes than for balancing? Energy
> Northern Ireland | SONI | Central Dispatch | Yes | N/A | Yes | Hybrid | No | N/A | N/A | Yes | N/A | Market Only | Yes | N/A | Market Only | N/A | Merit order | Merit Order | N/A | x <= 1MW | N/A | N/A | N/A | x <= 1 MW | N/A | x <= 1 MW | N/A | N/A | N/A | N/A | N/A | N/A | N/A | N/A | N/A | N/A | N/A | N/A | Depends on the unit | N/A | Depends on the unit | Generators + Demand-side response + Pump Storage + Batteries | Generators + Demand-side response + Pump Storage + Batteries | N/A | N/A | Generators + Demand-side response + Pump Storage + Batteries | Generators + Demand-side response + Pump Storage + Batteries | Generators + Demand-side response + Pump Storage + Batteries | Generators + Demand-side response + Pump Storage + Batteries | Don't need to be symmetrical | N/A | Don't need to be symmetrical | N/A | N/A | N/A | N/A | N/A | N/A | Regulated Price | Hybrid | N/A | N/A | Regulated Price | Hybrid | Regulated Price | Hybrid | 100% Grid Users (through tariff) | 100% BRP | N/A | N/A | 100% Grid Users (through tariff) | Hybrid | 100% Grid Users (through tariff) | Hybrid | Hybrid | Hybrid | N/A | N/A | Hybrid | Hybrid | Hybrid | Hybrid | No | No | N/A | N/A | No | No | No | No | N/A | N/A | N/A | N/A | N/A | N/A | N/A | N/A | Yes, in all directions | Yes, in all directions | N/A | Depends on the unit | Depends on the unit | Yes | No, there is no aFRR balancing energy market | Yes | Yes | N/A | Yes | Yes | Yes | No | Yes | Future arrangments still under design consderations | Future arrangments still under design consderations
Croatia | HOPS | Self-Dispatch – Portfolio Based | Yes | Mandatory only | No | N/A | Yes | Mandatory only | Market only | Yes | Hybrid | Hybrid | No | N/A | N/A | Pro Rata (Parallel Activation) | Merit order | N/A | No minimum bid size | N/A | x <= 1 MW | x <= 1 MW | 1 MW < x <= 5 MW | x <= 1 MW | N/A | N/A | N/A | N/A | Year or more | Hour (or blocks) | Day(s) | Hour (or blocks) | N/A | N/A | N/A | Month(s) | 15 minutes < x <= H-1 | Day(s) | 15 minutes < x <= H-1 | N/A | N/A | Generators Only | N/A | Generators Only | Generators Only | Generators + Demand-side response + Pump Storage | Generators + Demand-side response + Pump Storage | N/A | N/A | Has to be symmetrical | Don't need to be symmetrical | Don't need to be symmetrical | Yes | Yes | N/A | No | No | N/A | N/A | N/A | Pay as bid | Pay as bid | Pay as bid | Pay as bid | N/A | N/A | 100% Grid Users (through tariff) | N/A | 100% Grid Users (through tariff) | 100% Grid Users (through tariff) | 100% Grid Users (through tariff) | 100% BRP | N/A | N/A | Hybrid | N/A | Hybrid | Hybrid | Hybrid | Hybrid | N/A | N/A | No | N/A | No | No, there is no aFRR balancing energy market | Yes | Yes | N/A | N/A | Yes | N/A | No | No | No | No | N/A | N/A | Yes, in all directions | N/A | 2 min < x <= 5 min | 10 min < x <= 15 min | N/A | N/A | No, there is no aFRR balancing energy market | No | N/A | No | Yes | N/A | N/A | N/A | Only minor changes | Pursuant to Article 18 of EU Commission Regulation 2017/2195 of 23 November 2017 establishing a Guideline on Electricity Balancing (Text with EEA relevance), HOPS has started to prepare new balancing market rules, and new rules for the market organization. | -
Iceland | Landsnet | - | - | - | - | - | - | - | - | - | - | - | - | - | - | - | - | - | - | - | - | - | - | - | - | - | - | - | - | - | - | - | - | - | - | - | - | - | - | - | - | - | - | - | - | - | - | - | - | - | - | - | - | - | - | - | - | - | - | - | - | - | - | - | - | - | - | - | - | - | - | - | - | - | - | - | - | - | - | - | - | - | - | - | - | - | - | - | - | - | - | - | - | - | - | - | - | - | - | - | - | - | - | [7 empty] | - | - | - | - | - | bar: Free Bids allowed? Energy to Are activations possible for other purposes than for balancing? Energy
Montenegro | Crnogorski elektroprenosni sistem AD | - | - | - | - | - | - | - | - | - | - | - | - | - | - | - | - | - | - | - | - | - | - | - | - | - | - | - | - | - | - | - | - | - | - | - | - | - | - | - | - | - | - | - | - | - | - | - | - | - | - | - | - | - | - | - | - | - | - | - | - | - | - | - | - | - | - | - | - | - | - | - | - | - | - | - | - | - | - | - | - | - | - | - | - | - | - | - | - | - | - | - | - | - | - | - | - | - | - | - | - | - | - | [7 empty] | - | - | - | - | - | bar: Free Bids allowed? Energy to Are activations possible for other purposes than for balancing? Energy
Serbia | EMS | Self-Dispatch – Unit Based | Yes | Mandatory only | No | N/A | Yes | Mandatory only | Mandatory only | Yes | Mandatory only | Mandatory only | No | N/A | N/A | Pro Rata (Parallel Activation) | Merit order | N/A | x <= 1MW | N/A | x <= 1 MW | x <= 1 MW | x <= 1 MW | x <= 1 MW | N/A | N/A | Year or more | N/A | Year or more | Hour (or blocks) | Year or more | Hour (or blocks) | N/A | N/A | N/A | Year or more | x > H-1 | Year or more | x > H-1 | N/A | N/A | Generators Only | N/A | Generators Only | Generators Only | Generators + Pump Storage | Generators + Pump Storage | N/A | N/A | Has to be symmetrical | Has to be symmetrical | Don't need to be symmetrical | No | No | N/A | N/A | Yes | N/A | Regulated Price | N/A | Regulated Price | Hybrid | Regulated Price | Pay as bid | N/A | N/A | 100% Grid Users (through tariff) | N/A | 100% Grid Users (through tariff) | 100% BRP | 100% Grid Users (through tariff) | 100% BRP | N/A | N/A | Hybrid | N/A | Hybrid | Hybrid | Hybrid | Hybrid | N/A | N/A | No | N/A | No | No | No | No | N/A | N/A | No | N/A | No | No | No | No | N/A | N/A | Yes, in all directions | N/A | 7,5 min < x <= 10 min | Depends on the unit | N/A | N/A | No | Yes | N/A | No | Yes | N/A | N/A | N/A | Only minor changes | - | -
North Macedonia | MEPSO | Self-Dispatch – Unit Based | Yes | Mandatory only | No | N/A | Yes | Market only | Market only | Yes | Market only | Market only | No | N/A | N/A | Pro Rata (Parallel Activation) | Merit order | N/A | 5 MW < x <= 10 MW | N/A | x <= 1 MW | x <= 1 MW | x <= 1 MW | x <= 1 MW | N/A | N/A | N/A | N/A | Hour(s) | Hour (or blocks) | Month(s) | Hour (or blocks) | N/A | N/A | N/A | Month(s) | x > H-1 | Month(s) | 5 minutes < x <= 15 minutes | N/A | N/A | Generators Only | N/A | Generators Only | Generators Only | Generators Only | Generators Only | N/A | N/A | Has to be symmetrical | Has to be symmetrical | Don't need to be symmetrical | Yes | Yes | N/A | No | No | N/A | N/A | N/A | Pay as bid | Pay as bid | Pay as bid | Pay as bid | N/A | N/A | N/A | N/A | 100% Grid Users (through tariff) | 100% BRP | 100% Grid Users (through tariff) | 100% BRP | N/A | N/A | N/A | N/A | Real-Time Monitoring | Real-Time Monitoring | Real-Time Monitoring | Real-Time Monitoring | N/A | N/A | No | N/A | No | No | No | No | N/A | N/A | No | N/A | No | No | No | No | N/A | N/A | No, in none direction | N/A | 2 min < x <= 5 min | Depends on the unit | N/A | N/A | No | Yes | N/A | No | No | N/A | N/A | N/A | Yes | The resolution for minimum bids for mFRR is changed from 5MW to 1MW. Conducting monthly auctions for aFRR for a more competitive market. Conducting auctions for procurement of aFRR and mFRR capacity as portfolio (starting from December 2021). | -
Turkey | TEIAS | - | - | - | - | - | - | - | - | - | - | - | - | - | - | - | - | - | - | - | - | - | - | - | - | - | - | - | - | - | - | - | - | - | - | - | - | - | - | - | - | - | - | - | - | - | - | - | - | - | - | - | - | - | - | - | - | - | - | - | - | - | - | - | - | - | - | - | - | - | - | - | - | - | - | - | - | - | - | - | - | - | - | - | - | - | - | - | - | - | - | - | - | - | - | - | - | - | - | - | - | - | - | [7 empty] | - | - | - | - | - | bar: Free Bids allowed? Energy to Are activations possible for other purposes than for balancing? Energy
Albania | OST | - | - | - | - | - | - | - | - | - | - | - | - | - | - | - | - | - | - | - | - | - | - | - | - | - | - | - | - | - | - | - | - | - | - | - | - | - | - | - | - | - | - | - | - | - | - | - | - | - | - | - | - | - | - | - | - | - | - | - | - | - | - | - | - | - | - | - | - | - | - | - | - | - | - | - | - | - | - | - | - | - | - | - | - | - | - | - | - | - | - | - | - | - | - | - | - | - | - | - | - | - | - | [7 empty] | - | - | - | - | - | bar: Free Bids allowed? Energy to Are activations possible for other purposes than for balancing? Energy
Bosnia and Herzegovina | NOSBiH | Central Dispatch | Yes | Mandatory only | No | N/A | Yes | Market only | Market only | Yes | Market only | Market only | No | N/A | N/A | Pro Rata (Parallel Activation) | Merit order | N/A | No minimum bid size | N/A | 1 MW < x <= 5 MW | 1 MW < x <= 5 MW | 5 MW < x <= 10 MW | N/A | N/A | N/A | N/A | N/A | Month(s) | Hour (or blocks) | N/A | Hour (or blocks) | N/A | N/A | N/A | Month(s) | 15 minutes < x <= H-1 | Day(s) | 15 minutes < x <= H-1 | N/A | N/A | Generators Only | N/A | Generators Only | Generators Only | Generators + Demand-side response + Pump Storage | Generators + Demand-side response + Pump Storage | N/A | N/A | N/A | Has to be symmetrical | Don't need to be symmetrical | Yes | Yes | N/A | No | Yes | N/A | N/A | N/A | Pay as bid | Pay as bid | Pay as bid | Pay as bid | N/A | N/A | N/A | N/A | 100% Grid Users (through tariff) | 100% BRP | 100% Grid Users (through tariff) | 100% BRP | N/A | N/A | Real-Time Monitoring | N/A | Real-Time Monitoring | Ex-Post Check | Ex-Post Check | Ex-Post Check | N/A | N/A | No | N/A | No | No, there is no aFRR balancing energy market | No | No | N/A | N/A | No | N/A | No | N/A | No | No | N/A | N/A | Yes, in all directions | N/A | x <= 2 min | 10 min < x <= 15 min | N/A | N/A | Yes | Yes | N/A | Yes | No | N/A | N/A | N/A | No changes | - | -
Kosovo (UNMIK) | KOSTT | - | - | - | - | - | - | - | - | - | - | - | - | - | - | - | - | - | - | - | - | - | - | - | - | - | - | - | - | - | - | - | - | - | - | - | - | - | - | - | - | - | - | - | - | - | - | - | - | - | - | - | - | - | - | - | - | - | - | - | - | - | - | - | - | - | - | - | - | - | - | - | - | - | - | - | - | - | - | - | - | - | - | - | - | - | - | - | - | - | - | - | - | - | - | - | - | - | - | - | - | - | - | [7 empty] | - | - | - | - | - | bar: Free Bids allowed? Energy to Are activations possible for other purposes than for balancing? Energy
Moldova | Moldelectrica | - | - | - | - | - | - | - | - | - | - | - | - | - | - | - | - | - | - | - | - | - | - | - | - | - | - | - | - | - | - | - | - | - | - | - | - | - | - | - | - | - | - | - | - | - | - | - | - | - | - | - | - | - | - | - | - | - | - | - | - | - | - | - | - | - | - | - | - | - | - | - | - | - | - | - | - | - | - | - | - | - | - | - | - | - | - | - | - | - | - | - | - | - | - | - | - | - | - | - | - | - | - | [7 empty] | - | - | - | - | - | bar: Free Bids allowed? Energy to Are activations possible for other purposes than for balancing? Energy
Ukraine | Ukrenergo | - | - | - | - | - | - | - | - | - | - | - | - | - | - | - | - | - | - | - | - | - | - | - | - | - | - | - | - | - | - | - | - | - | - | - | - | - | - | - | - | - | - | - | - | - | - | - | - | - | - | - | - | - | - | - | - | - | - | - | - | - | - | - | - | - | - | - | - | - | - | - | - | - | - | - | - | - | - | - | - | - | - | - | - | - | - | - | - | - | - | - | - | - | - | - | - | - | - | - | - | - | - | [7 empty] | - | - | - | - | - | bar: Free Bids allowed? Energy to Are activations possible for other purposes than for balancing? Energy
Norway | Statnett | Self-Dispatch – Unit Based | Yes | Hybrid | Yes | N/A | Yes | Market only | N/A | Yes | Market only | Market only | No | N/A | N/A | Pro Rata (Parallel Activation) | Merit order | N/A | x <= 1MW | N/A | x <= 1 MW | N/A | x <= 1 MW | 5 MW < x <= 10 MW | N/A | N/A | Hour(s) | N/A | Hour(s) | N/A | Hour(s) | Hour (or blocks) | N/A | N/A | Day(s) | Day(s) | N/A | Day(s) | 5 minutes < x <= 15 minutes | N/A | N/A | Generators Only | N/A | Generators Only | N/A | Generators + Demand-side response + Distributed generation | Generators + Demand-side response + Distributed generation | N/A | N/A | Has to be symmetrical | Don't need to be symmetrical | Don't need to be symmetrical | No | No | N/A | N/A | No | N/A | Marginal Pricing | N/A | Marginal Pricing | Marginal Pricing | Marginal Pricing | Marginal Pricing | N/A | N/A | 100% BRP | 100% BRP | 100% Grid Users (through tariff) | 100% BRP | Hybrid | 100% BRP | N/A | N/A | Hybrid | Hybrid | N/A | Hybrid | Hybrid | Hybrid | N/A | N/A | No | No | Yes | No, there is no aFRR balancing energy market | No | No | N/A | N/A | No | No | No | No | No | No | N/A | N/A | Yes, in all directions | N/A | x <= 2 min | 10 min < x <= 15 min | N/A | No, there is no FCR balancing energy market | No, there is no aFRR balancing energy market | Yes | N/A | No | Yes | N/A | N/A | N/A | Only minor changes | - | -
Switzerland | Swissgrid | Self-Dispatch – Portfolio Based | Yes | Market only | No | N/A | Yes | Market only | N/A | Yes | Market only | Market only | Yes | Market only | Market only | Pro Rata (Parallel Activation) | Merit order | Merit order | x <= 1MW | N/A | 1 MW < x <= 5 MW | N/A | 1 MW < x <= 5 MW | 1 MW < x <= 5 MW | 1 MW < x <= 5 MW | x <= 1 MW | Hour(s) | N/A | Week(s) | N/A | Hour(s) | Hour (or blocks) | Hour(s) | 15 minutes | Day(s) | Week(s) + Day(s) | N/A | Day(s) | 5 minutes < x <= 15 minutes | Day(s) | 15 minutes < x <= H-1 | All possible options | N/A | All possible options | All possible options | All possible options | All possible options | All possible options | All possible options | Has to be symmetrical | Don't need to be symmetrical | Don't need to be symmetrical | N/A | N/A | N/A | N/A | N/A | N/A | Marginal Pricing | N/A | Pay as bid | Hybrid | Pay as bid | Pay as bid | Pay as bid | Marginal Pricing | 100% Grid Users (through tariff) | N/A | 100% Grid Users (through tariff) | 100% BRP | 100% Grid Users (through tariff) | 100% BRP | 100% Grid Users (through tariff) | 100% BRP | Hybrid | N/A | Hybrid | Ex-Post Check | Hybrid | Ex-Post Check | Hybrid | Ex-Post Check | Yes, only in case of forced outage | N/A | Yes, only in case of forced outage | No | Yes, only in case of forced outage | Yes, only in case of forced outage | Yes, only in case of forced outage | Yes, only in case of forced outage | No | N/A | No | No | No | No | No | No | Yes, in all directions | Yes, in all directions | 2 min < x <= 5 min | 10 min < x <= 15 min | 15 min < x <= 30 min | N/A | No, there is no aFRR balancing energy market | Yes | Yes | Yes | Yes | Yes | N/A | N/A | No changes | - | -
Monaco |  | - | - | - | - | - | - | - | - | - | - | - | - | - | - | - | - | - | - | - | - | - | - | - | - | - | - | - | - | - | - | - | - | - | - | - | - | - | - | - | - | - | - | - | - | - | - | - | - | - | - | - | - | - | - | - | - | - | - | - | - | - | - | - | - | - | - | - | - | - | - | - | - | - | - | - | - | - | - | - | - | - | - | - | - | - | - | - | - | - | - | - | - | - | - | - | - | - | - | - | - | - | - | [7 empty] | - | - | - | - | - | bar: Free Bids allowed? Energy to Are activations possible for other purposes than for balancing? Energy
San Marino |  | - | - | - | - | - | - | - | - | - | - | - | - | - | - | - | - | - | - | - | - | - | - | - | - | - | - | - | - | - | - | - | - | - | - | - | - | - | - | - | - | - | - | - | - | - | - | - | - | - | - | - | - | - | - | - | - | - | - | - | - | - | - | - | - | - | - | - | - | - | - | - | - | - | - | - | - | - | - | - | - | - | - | - | - | - | - | - | - | - | - | - | - | - | - | - | - | - | - | - | - | - | - | [7 empty] | - | - | - | - | - | bar: Free Bids allowed? Energy to Are activations possible for other purposes than for balancing? Energy
Andorra | FEDA/RTE/REE | - | - | - | - | - | - | - | - | - | - | - | - | - | - | - | - | - | - | - | - | - | - | - | - | - | - | - | - | - | - | - | - | - | - | - | - | - | - | - | - | - | - | - | - | - | - | - | - | - | - | - | - | - | - | - | - | - | - | - | - | - | - | - | - | - | - | - | - | - | - | - | - | - | - | - | - | - | - | - | - | - | - | - | - | - | - | - | - | - | - | - | - | - | - | - | - | - | - | - | - | - | - | [7 empty] | - | - | - | - | - | bar: Free Bids allowed? Energy to Are activations possible for other purposes than for balancing? Energy
Vatican City |  | - | - | - | - | - | - | - | - | - | - | - | - | - | - | - | - | - | - | - | - | - | - | - | - | - | - | - | - | - | - | - | - | - | - | - | - | - | - | - | - | - | - | - | - | - | - | - | - | - | - | - | - | - | - | - | - | - | - | - | - | - | - | - | - | - | - | - | - | - | - | - | - | - | - | - | - | - | - | - | - | - | - | - | - | - | - | - | - | - | - | - | - | - | - | - | - | - | - | - | - | - | - | [7 empty] | - | - | - | - | - | bar: Free Bids allowed? Energy to Are activations possible for other purposes than for balancing? Energy
Liechtenstein | LKW | - | - | - | - | - | - | - | - | - | - | - | - | - | - | - | - | - | - | - | - | - | - | - | - | - | - | - | - | - | - | - | - | - | - | - | - | - | - | - | - | - | - | - | - | - | - | - | - | - | - | - | - | - | - | - | - | - | - | - | - | - | - | - | - | - | - | - | - | - | - | - | - | - | - | - | - | - | - | - | - | - | - | - | - | - | - | - | - | - | - | - | - | - | - | - | - | - | - | - | - | - | - | [7 empty] | - | - | - | - | - | bar: Free Bids allowed? Energy to Are activations possible for other purposes than for balancing? Energy
Belarus |  | - | - | - | - | - | - | - | - | - | - | - | - | - | - | - | - | - | - | - | - | - | - | - | - | - | - | - | - | - | - | - | - | - | - | - | - | - | - | - | - | - | - | - | - | - | - | - | - | - | - | - | - | - | - | - | - | - | - | - | - | - | - | - | - | - | - | - | - | - | - | - | - | - | - | - | - | - | - | - | - | - | - | - | - | - | - | - | - | - | - | - | - | - | - | - | - | - | - | - | - | - | - | [7 empty] | - | - | - | - | - | bar: Free Bids allowed? Energy to Are activations possible for other purposes than for balancing? Energy

## Demand-side response
|  | DS1.0 | DS2.1 | DS2.2 | DS2.3 | DS2.4 | DS2.5 | DS3.1 | DS3.2 | DS3.3 | DS3.4 | DS3.5 | DS3.6 | DS3.7 | DS4.0 | DS5.0 | DS6.0 | DS7.0 | DS7.1 | DS7.2 | DS7.3 | DS7.4 | DS8.0 | DS8.1 | DS8.2 | DS8.3 | DS9.0 | DS9.1 | DS9.2 | DS9.3 | DS9.4 | DS9.5 | DS9.6 | DS9.7 | DS10.0.1 | DS10.0.2 | DS10.0.3 | DS10.1.1 | DS10.1.2 | DS10.1.3 | DS10.2.1 | DS10.2.2 | DS10.2.3 | DS10.3.1 | DS10.3.2 | DS10.3.3 | DS11.0.1 | DS11.0.2 | DS11.1.1 | DS11.1.2 | DS11.2.1 | DS11.2.2 | DS11.3.1 | DS11.3.2 | DS20.0 | DS20.1 | DS20.2
AS Survey 2021 |  | DS1.0: Demand-side response; DS9.0: Agregation of the demand side facilities | Monitoring of aggregation facilitie | [11 empty] | Allowed measurement for the settlement of balancing energy
|  | DS2.1: If the answer to DS1.0 is No then:; DS7.0: percentage of balancing capacity volume procured from DSR facilities in comparison to total procured balancing capacity; DS8.0: Percentage of balancing energy volume activated from demand-side response facilities in comparison to total annually activated balancing energy; DS9.0: Agregation allowed; DS9.2: Percentage of balancing energy activated from demand-side aggregation facilities in comparison to total activated balancing energy; DS9.5: Compensation mechanism | FCR |  |  | aFRR |  |  | mFRR |  |  | RR |  |  | FCR |  | aFRR |  | mFRR |  | RR |  | Significant/important regarding the demand side response
Country | TSO Name | Demand-side response facilities use the same market mechanism and activation process as generation (capacity and energy)? | Specific market solution use for demand-side providers of balancing services (capacity and energy) | What is the product resolution for demand-side response BSP´s to participate at these balancing services? | Product Resolution (in time) | What type of specific activation rule do you follow with demand-side response type BSP´s? | Settlement Rule | Participates in these balancing services – Aggregators | Participates in these balancing services – Large consumers | Participates in these balancing services – Pump storage units | Participates in these balancing services – Aggregated small size consumers | Participates in these balancing services – Small consumers | Participates in these balancing services – Other storage | Participates in these balancing services – Other | Monitoring | Using DSR facilities in order to solve local constraints? | What level of control of the demand side facilities does the TSO have? | Are you able to calculate share of demand-side response facilities in procured volume of balancing capacity? | Percentage of balancing capacity volume procured for FCR? | Percentage of balancing capacity volume procured for aFRR? | Percentage of balancing capacity volume procured for mFRR? | Percentage of balancing capacity volume procured for mFRR? | Are you able to calculate share of demand-side response facilities in volume of activated balancing energy? | Percentage of balancing energy activated for aFRR? | Percentage of balancing energy activated for mFRR? | Percentage of balancing energy activated for RR? | Is aggregation of demand facilities allowed? | Are you able to calculate share of activated balancing energy from demand-side aggregation facilities in comparison to total volume of activated balancing energy? | aFRR | mFRR | RR | Baseline mechanism used in your country? | Is there a compensation mechanism in your country? | What type of compensation mechanism is used for demand-side aggregation facilities? | Aggregated Data | Single Point of Delievery | Direct/Indirect sub-meter data | Aggregated Data | Single Point of Delievery | Direct/Indirect sub-meter data | Aggregated Data | Single Point of Delievery | Direct/Indirect sub-meter data | Aggregated Data | Single Point of Delievery | Direct/Indirect sub-meter data | Single Point of Delievery | Direct/Indirect sub-meter data | Single Point of Delievery | Direct/Indirect sub-meter data | Single Point of Delievery | Direct/Indirect sub-meter data | Single Point of Delievery | Direct/Indirect sub-meter data | Do you consider changes significant/important regarding the demand side response? | Please, explain significant/important changes regarding the demand-side response in line with/aimed to requirements of the EB Regulation (and the reason behind) in comparison to the year 2020! | Please, explain significant/important changes regarding the demand-side response NOT in line with/aimed to requirements of the EB Regulation (and the reason behind) in comparison to the year 2020!
Austria | APG | Yes | N/A | N/A | N/A | N/A | N/A | N/A | N/A | N/A | N/A | N/A | N/A | N/A | N/A | N/A | N/A | No | N/A | N/A | N/A | N/A | No | N/A | N/A | N/A | Yes | No | N/A | N/A | N/A | N/A | N/A | N/A | Yes | Single point of delivery – certified meter | Direct sub-meter data | Yes | Single point of delivery – certified meter | Direct sub-meter data | Yes | Single point of delivery – certified meter | Direct sub-meter data | N/A | N/A | N/A | Single point of delivery – certified meter | Direct sub-meter data | Single point of delivery – certified meter | Direct sub-meter data | Single point of delivery – certified meter | Direct sub-meter data | N/A | N/A | Only minor changes | Simplifiyed data connection planned | -
| VUEN | Yes | N/A | N/A | N/A | N/A | N/A | N/A | N/A | N/A | N/A | N/A | N/A | N/A | N/A | N/A | N/A | No | N/A | N/A | N/A | N/A | No | N/A | N/A | N/A | Yes | No | N/A | N/A | N/A | N/A | N/A | N/A | Yes | Single point of delivery – certified meter | Direct sub-meter data | Yes | Single point of delivery – certified meter | Direct sub-meter data | Yes | Single point of delivery – certified meter | Direct sub-meter data | N/A | N/A | N/A | Single point of delivery – certified meter | Direct sub-meter data | Single point of delivery – certified meter | Direct sub-meter data | Single point of delivery – certified meter | Direct sub-meter data | N/A | N/A | Only minor changes | - | -
Belgium | Elia | Yes | N/A | N/A | N/A | N/A | N/A | N/A | N/A | N/A | N/A | N/A | N/A | N/A | N/A | N/A | No Control | No | N/A | N/A | N/A | N/A | No | N/A | N/A | N/A | Yes | No | N/A | N/A | N/A | Others | Yes | Other | Yes | Single point of delivery – certified meter | Direct sub-meter data | No | Single point of delivery – certified meter | Direct sub-meter data | No | Single point of delivery – certified meter | Direct sub-meter data | N/A | N/A | N/A | N/A | N/A | Single point of delivery – other | Direct sub-meter data | Single point of delivery – certified meter | Direct sub-meter data | N/A | N/A | No changes | - | -
Bulgaria | ESO | [33 empty] | - | - | - | - | - | - | - | - | - | - | - | - | - | - | - | - | - | - | - | - | - | - | - | bar: DS1.0 to DS9.7
Cyprus | TSO-Cyprus | [33 empty] | - | - | - | - | - | - | - | - | - | - | - | - | - | - | - | - | - | - | - | - | - | - | - | bar: DS1.0 to DS9.7
Czech Republic | CEPS | Yes | N/A | N/A | N/A | N/A | N/A | N/A | N/A | N/A | N/A | N/A | N/A | N/A | N/A | N/A | N/A | No | N/A | N/A | N/A | N/A | N/A | N/A | N/A | N/A | No | N/A | N/A | N/A | N/A | N/A | N/A | N/A | DSR not participating in FCR | DSR not participating in FCR | DSR not participating in FCR | No | Single point of delivery – certified meter | No | No | Single point of delivery – certified meter | No | No | Single point of delivery – certified meter | No | N/A | N/A | Single point of delivery – certified meter | No | Single point of delivery – certified meter | No | Single point of delivery – certified meter | No | No changes | - | -
Denmark | Energinet.dk IPC | Yes | N/A | N/A | N/A | N/A | N/A | N/A | N/A | N/A | N/A | N/A | N/A | N/A | N/A | N/A | No Control | No | N/A | N/A | N/A | N/A | No | N/A | N/A | N/A | Yes | No | N/A | N/A | N/A | Forecasted demand sent by Independent Aggregator | No | N/A | Yes | No | No | N/A | N/A | N/A | N/A | N/A | N/A | N/A | N/A | N/A | N/A | N/A | N/A | N/A | N/A | N/A | N/A | N/A | No changes | - | -
Estonia | Elering | Yes | N/A | N/A | N/A | N/A | N/A | N/A | N/A | N/A | N/A | N/A | N/A | N/A | N/A | N/A | No Control | N/A | N/A | N/A | N/A | N/A | Yes | x = 0% | 1% < x <= 5% | x = 0% | Yes | Yes | x = 0% | 1% < x <= 5% | x = 0% | Forecasted demand sent by Independent Aggregator | N/A | N/A | N/A | N/A | N/A | N/A | N/A | N/A | N/A | N/A | N/A | N/A | N/A | N/A | N/A | N/A | N/A | N/A | Single point of delivery – certified meter | No | N/A | N/A | No changes | - | -
Finland | Fingrid | Yes | N/A | N/A | N/A | N/A | N/A | N/A | N/A | N/A | N/A | N/A | N/A | N/A | N/A | N/A | No Control | No | N/A | N/A | N/A | N/A | No | N/A | N/A | N/A | Yes | No | N/A | N/A | N/A | N/A | N/A | N/A | Yes | No | No | N/A | N/A | N/A | N/A | N/A | N/A | N/A | N/A | N/A | N/A | N/A | N/A | N/A | N/A | N/A | N/A | N/A | No changes | - | -
France | RTE | Yes | N/A | N/A | N/A | N/A | N/A | N/A | N/A | N/A | N/A | N/A | N/A | N/A | N/A | N/A | N/A | Yes | 5% < x <= 10% | x = 0% | x > 20% | x > 20% | Yes | x = 0% | 1% < x <= 5% | 1% < x <= 5% | Yes | Yes | x = 0% | x <= 1% | x <= 1% | Real time measurements of demand previous/post activation | Yes | Regulated Price | No | Single point of delivery – certified meter | Direct sub-meter data | No | Single point of delivery – certified meter | Direct sub-meter data | No | Single point of delivery – certified meter | No | No | Single point of delivery – certified meter | No | Single point of delivery – certified meter | Direct sub-meter data | Single point of delivery – certified meter | Direct sub-meter data | Single point of delivery – certified meter | Direct sub-meter data | Single point of delivery – certified meter | Direct sub-meter data | No changes | - | Work between TSO and DSO is in progress, in order to study the potential use of the production units connected to the distribution network for the transmission network voltage control. Some first units successfully participated in 2021
Germany | 50Hertz | Yes | N/A | N/A | N/A | N/A | N/A | N/A | N/A | N/A | N/A | N/A | N/A | N/A | N/A | N/A | N/A | No | N/A | N/A | N/A | N/A | No | N/A | N/A | N/A | Yes | No | N/A | N/A | N/A | N/A | N/A | N/A | Yes | Single point of delivery – certified meter | No | Yes | Single point of delivery – certified meter | No | Yes | Single point of delivery – certified meter | No | N/A | N/A | N/A | N/A | N/A | N/A | N/A | N/A | N/A | N/A | N/A | No changes | - | -
| Amprion | Yes | N/A | N/A | N/A | N/A | N/A | N/A | N/A | N/A | N/A | N/A | N/A | N/A | N/A | N/A | N/A | No | N/A | N/A | N/A | N/A | No | N/A | N/A | N/A | Yes | No | N/A | N/A | N/A | N/A | N/A | N/A | Yes | Single point of delivery – certified meter | No | Yes | Single point of delivery – certified meter | No | Yes | Single point of delivery – certified meter | No | N/A | N/A | N/A | N/A | N/A | N/A | N/A | N/A | N/A | N/A | N/A | No changes | - | -
| TransnetBW | Yes | N/A | N/A | N/A | N/A | N/A | N/A | N/A | N/A | N/A | N/A | N/A | N/A | N/A | N/A | N/A | No | N/A | N/A | N/A | N/A | No | N/A | N/A | N/A | Yes | No | N/A | N/A | N/A | N/A | N/A | N/A | Yes | Single point of delivery – certified meter | No | Yes | Single point of delivery – certified meter | No | Yes | Single point of delivery – certified meter | No | N/A | N/A | N/A | N/A | N/A | N/A | N/A | N/A | N/A | N/A | N/A | No changes | - | -
| Tennet Germany | Yes | N/A | N/A | N/A | N/A | N/A | N/A | N/A | N/A | N/A | N/A | N/A | N/A | N/A | N/A | N/A | No | N/A | N/A | N/A | N/A | No | N/A | N/A | N/A | Yes | No | N/A | N/A | N/A | N/A | N/A | N/A | Yes | Single point of delivery – certified meter | No | Yes | Single point of delivery – certified meter | No | Yes | Single point of delivery – certified meter | No | N/A | N/A | N/A | N/A | N/A | N/A | N/A | N/A | N/A | N/A | N/A | No changes | - | -
Greece | IPTO SA | Yes | N/A | N/A | N/A | N/A | N/A | N/A | N/A | N/A | N/A | N/A | N/A | N/A | N/A | N/A | N/A | N/A | N/A | N/A | N/A | N/A | N/A | N/A | N/A | N/A | N/A | N/A | N/A | N/A | N/A | N/A | N/A | N/A | N/A | N/A | N/A | N/A | N/A | N/A | N/A | N/A | N/A | N/A | N/A | N/A | N/A | N/A | N/A | N/A | N/A | N/A | N/A | N/A | No changes | - | -
Hungary | MAVIR | Yes | N/A | N/A | N/A | N/A | N/A | N/A | N/A | N/A | N/A | N/A | N/A | N/A | N/A | N/A | N/A | Yes | N/A | x > 20% | x > 20% | N/A | Yes | x > 20% | x > 20% | N/A | Yes | N/A | N/A | N/A | N/A | N/A | N/A | N/A | N/A | N/A | N/A | N/A | N/A | N/A | N/A | N/A | N/A | N/A | N/A | N/A | N/A | N/A | N/A | N/A | N/A | N/A | N/A | N/A | No changes | - | -
Ireland | EirGrid | Yes | N/A | N/A | N/A | N/A | N/A | N/A | N/A | N/A | N/A | N/A | N/A | N/A | N/A | N/A | N/A | N/A | N/A | N/A | N/A | N/A | N/A | N/A | N/A | N/A | Yes | Yes | N/A | N/A | N/A | Others | N/A | N/A | Yes | Single point of delivery – certified meter | Direct sub-meter data | N/A | N/A | N/A | Yes | Single point of delivery – certified meter | Direct sub-meter data | N/A | N/A | N/A | N/A | N/A | N/A | N/A | N/A | N/A | N/A | N/A | Yes | Interim energy settlement approach developed and enduring approach in design. Please see attached links to decision paper and consultation https://www.semcommittee.com/sites/semc/files/media-files/SEM-019-013%20DSU%20State%20aid%20compliance%20-%20consultation.pdf https://www.semcommittee.com/sites/semc/files/media-files/SEM-19-029%20-%20DSU%20State%20aid%20compliance%20-%20Decision%20paper_0.pdf | -
Italy | Terna | Yes | N/A | N/A | N/A | N/A | N/A | N/A | N/A | N/A | N/A | N/A | N/A | N/A | N/A | N/A | No Control | N/A | N/A | N/A | N/A | N/A | N/A | N/A | N/A | N/A | Yes | N/A | N/A | N/A | N/A | Forecasted demand sent by Independent Aggregator | Yes | Day-Ahead Market Price | DSR not participating in FCR | DSR not participating in FCR | DSR not participating in FCR | No | Single point of delivery – other | Indirect sub-meter data | No | Single point of delivery – other | No | No | Single point of delivery – other | No | DSR not participating in FCR | DSR not participating in FCR | Single point of delivery – certified meter | No | Single point of delivery – certified meter | No | Single point of delivery – certified meter | No | Yes | From December 2021 DSR can partecipate to a pilot project to test aFRR provision (energy payments only). | -
Latvia | AST | Yes | N/A | N/A | N/A | N/A | N/A | N/A | N/A | N/A | N/A | N/A | N/A | N/A | N/A | N/A | N/A | N/A | N/A | N/A | N/A | N/A | N/A | N/A | N/A | N/A | Yes | N/A | N/A | N/A | N/A | N/A | No | N/A | N/A | N/A | N/A | N/A | N/A | N/A | DSR not participating in mFRR | DSR not participating in mFRR | DSR not participating in mFRR | N/A | N/A | N/A | N/A | N/A | N/A | N/A | DSR not participating in mFRR | DSR not participating in mFRR | N/A | N/A | No changes | - | -
Lithuania | LITGRID | Yes | N/A | N/A | N/A | N/A | N/A | N/A | N/A | N/A | N/A | N/A | N/A | N/A | N/A | N/A | No Control | Yes | N/A | N/A | x = 0% | N/A | Yes | N/A | x = 0% | N/A | Yes | Yes | N/A | x = 0% | N/A | Others | No | N/A | N/A | N/A | N/A | N/A | N/A | N/A | Yes | No | No | N/A | N/A | N/A | N/A | N/A | N/A | N/A | Single point of delivery – certified meter | No | N/A | N/A | No changes | - | -
Luxembourg | CREOS | Yes | N/A | N/A | N/A | N/A | N/A | N/A | N/A | N/A | N/A | N/A | N/A | N/A | N/A | N/A | N/A | N/A | N/A | N/A | N/A | N/A | N/A | N/A | N/A | N/A | N/A | N/A | N/A | N/A | N/A | N/A | N/A | N/A | N/A | N/A | N/A | N/A | N/A | N/A | N/A | N/A | N/A | N/A | N/A | N/A | N/A | N/A | N/A | N/A | N/A | N/A | N/A | N/A | No changes | - | -
Malta | Enemalta | [33 empty] | - | - | - | - | - | - | - | - | - | - | - | - | - | - | - | - | - | - | - | - | - | - | - | bar: DS1.0 to DS9.7
Netherlands | TenneT NL | Yes | N/A | N/A | N/A | N/A | N/A | N/A | N/A | N/A | N/A | N/A | N/A | N/A | N/A | N/A | N/A | N/A | N/A | N/A | N/A | N/A | N/A | N/A | N/A | N/A | Yes | N/A | N/A | N/A | N/A | N/A | No | N/A | N/A | N/A | N/A | N/A | N/A | N/A | N/A | N/A | N/A | N/A | N/A | N/A | N/A | N/A | N/A | N/A | N/A | N/A | N/A | N/A | No changes | - | -
Poland | PSE | No | Specific market solution | N/A | Hour (or blocks) | Merit Order | Marginal Pricing | Yes | Yes | No | Yes | Yes | No | No | Hybrid | No | N/A | N/A | N/A | N/A | N/A | N/A | Yes | x = 0% | x = 0% | x = 0% | Yes | Yes | x = 0% | x = 0% | x = 0% | Forecasted demand sent by Independent Aggregator | No | N/A | DSR not participating in FCR | DSR not participating in FCR | DSR not participating in FCR | DSR not participating in aFRR | DSR not participating in aFRR | DSR not participating in aFRR | N/A | N/A | N/A | Yes | No | No | DSR not participating in FCR | DSR not participating in FCR | DSR not participating in aFRR | DSR not participating in aFRR | N/A | N/A | Single point of delivery – certified meter | No | Only minor changes | - | -
Portugal | REN | No | N/A | x <= 1 MW | Hour (or blocks) | Merit Order | Marginal Pricing | No | Yes | Yes | No | Yes | No | No | Hybrid | No | Direct Control (Manual) | N/A | N/A | N/A | N/A | N/A | N/A | N/A | N/A | N/A | No | N/A | N/A | N/A | N/A | N/A | N/A | N/A | N/A | N/A | N/A | N/A | N/A | N/A | N/A | N/A | N/A | N/A | N/A | N/A | N/A | N/A | N/A | N/A | N/A | N/A | N/A | N/A | No changes | - | -
Romania | Transelectrica | Yes | N/A | N/A | N/A | N/A | N/A | N/A | N/A | N/A | N/A | N/A | N/A | N/A | N/A | N/A | N/A | N/A | N/A | N/A | N/A | N/A | N/A | N/A | N/A | N/A | N/A | N/A | N/A | N/A | N/A | N/A | N/A | N/A | N/A | N/A | N/A | N/A | N/A | N/A | N/A | N/A | N/A | N/A | N/A | N/A | N/A | N/A | N/A | N/A | N/A | N/A | N/A | N/A | No changes | - | -
Slovakia | SEPS | Yes | N/A | N/A | N/A | N/A | N/A | N/A | N/A | N/A | N/A | N/A | N/A | N/A | N/A | N/A | Direct Control (Manual) | Yes | x = 0% | x = 0% | 5% < x <= 10% | x = 0% | Yes | x = 0% | 5% < x <= 10% | x = 0% | No | N/A | N/A | N/A | N/A | N/A | N/A | N/A | DSR not participating in FCR | DSR not participating in FCR | DSR not participating in FCR | DSR not participating in aFRR | DSR not participating in aFRR | DSR not participating in aFRR | Yes | No | No | DSR not participating in RR | DSR not participating in RR | DSR not participating in RR | DSR not participating in FCR | DSR not participating in FCR | DSR not participating in aFRR | DSR not participating in aFRR | No | Direct sub-meter data | DSR not participating in RR | DSR not participating in RR | No changes | - | -
Slovenia | ELES | Yes | N/A | N/A | N/A | N/A | N/A | N/A | N/A | N/A | N/A | N/A | N/A | N/A | N/A | N/A | N/A | N/A | N/A | N/A | N/A | N/A | N/A | N/A | N/A | N/A | Yes | N/A | N/A | N/A | N/A | N/A | N/A | N/A | N/A | N/A | N/A | N/A | N/A | N/A | N/A | N/A | N/A | N/A | N/A | N/A | N/A | N/A | N/A | N/A | N/A | N/A | N/A | N/A | No changes | - | -
Spain | REE | Yes | N/A | N/A | N/A | N/A | N/A | N/A | N/A | N/A | N/A | N/A | N/A | N/A | N/A | N/A | Direct Control (Manual) | Yes | x = 0% | x = 0% | x = 0% | x = 0% | Yes | x = 0% | x = 0% | x <= 1% | No | N/A | N/A | N/A | N/A | N/A | N/A | N/A | N/A | N/A | N/A | N/A | N/A | N/A | No | Single point of delivery – certified meter | No | No | Single point of delivery – certified meter | No | N/A | N/A | N/A | N/A | Single point of delivery – certified meter | No | Single point of delivery – certified meter | No | Yes | aFRR entities will allow in the future both generation and demand units participate at porfolio aFRR BSP (once ISHP Will entry into force in 2022) | -
Sweden | SVENSKA KRAFTNÄT | Yes | N/A | N/A | N/A | N/A | N/A | N/A | N/A | N/A | N/A | N/A | N/A | N/A | N/A | N/A | No Control | Yes | 1% < x <= 5% | x = 0% | x = 0% | x = 0% | Yes | x = 0% | 1% < x <= 5% | x = 0% | Yes | Yes | x = 0% | x = 0% | x = 0% | N/A | No | N/A | N/A | N/A | N/A | N/A | N/A | N/A | N/A | N/A | N/A | N/A | N/A | N/A | DSR not participating in FCR | DSR not participating in FCR | N/A | N/A | DSR not participating in mFRR | DSR not participating in mFRR | N/A | N/A | Only minor changes | - | -
GB/United Kingdom | National Grid | [33 empty] | - | - | - | - | - | - | - | - | - | - | - | - | - | - | - | - | - | - | - | - | - | - | - | bar: DS1.0 to DS9.7
| SHETL | [33 empty] | - | - | - | - | - | - | - | - | - | - | - | - | - | - | - | - | - | - | - | - | - | - | - | bar: DS1.0 to DS9.7
| SPTransmission | [33 empty] | - | - | - | - | - | - | - | - | - | - | - | - | - | - | - | - | - | - | - | - | - | - | - | bar: DS1.0 to DS9.7
> Northern Ireland | SONI | Yes | N/A | N/A | N/A | N/A | N/A | N/A | N/A | N/A | N/A | N/A | N/A | N/A | N/A | N/A | N/A | N/A | N/A | N/A | N/A | N/A | N/A | N/A | N/A | N/A | Yes | Yes | N/A | N/A | N/A | Others | N/A | N/A | Yes | Single point of delivery – certified meter | Direct sub-meter data | N/A | N/A | N/A | Yes | Single point of delivery – certified meter | Direct sub-meter data | N/A | N/A | N/A | N/A | N/A | N/A | N/A | N/A | N/A | N/A | N/A | Yes | Interim energy settlement approach developed and enduring approach in design. Please see attached links to decision paper and consultation https://www.semcommittee.com/sites/semc/files/media-files/SEM-019-013%20DSU%20State%20aid%20compliance%20-%20consultation.pdf https://www.semcommittee.com/sites/semc/files/media-files/SEM-19-029%20-%20DSU%20State%20aid%20compliance%20-%20Decision%20paper_0.pdf | -
Croatia | HOPS | Yes | N/A | N/A | N/A | N/A | N/A | N/A | N/A | N/A | N/A | N/A | N/A | N/A | N/A | N/A | No Control | Yes | x = 0% | x = 0% | 10% < x <= 20% | x = 0% | Yes | x = 0% | x <= 1% | x = 0% | Yes | Yes | x = 0% | x = 0% | x = 0% | N/A | N/A | N/A | DSR not participating in FCR | DSR not participating in FCR | DSR not participating in FCR | DSR not participating in aFRR | DSR not participating in aFRR | DSR not participating in aFRR | No | Single point of delivery – certified meter | No | N/A | N/A | N/A | DSR not participating in FCR | DSR not participating in FCR | DSR not participating in aFRR | DSR not participating in aFRR | Single point of delivery – certified meter | No | N/A | N/A | No changes | - | -
Iceland | Landsnet | [33 empty] | - | - | - | - | - | - | - | - | - | - | - | - | - | - | - | - | - | - | - | - | - | - | - | bar: DS1.0 to DS9.7
Montenegro | Crnogorski elektroprenosni sistem AD | [33 empty] | - | - | - | - | - | - | - | - | - | - | - | - | - | - | - | - | - | - | - | - | - | - | - | bar: DS1.0 to DS9.7
Serbia | EMS | Yes | N/A | N/A | N/A | N/A | N/A | N/A | N/A | N/A | N/A | N/A | N/A | N/A | N/A | N/A | N/A | N/A | N/A | N/A | N/A | N/A | N/A | N/A | N/A | N/A | N/A | N/A | N/A | N/A | N/A | N/A | N/A | N/A | N/A | N/A | N/A | N/A | N/A | N/A | N/A | N/A | N/A | N/A | N/A | N/A | N/A | N/A | N/A | N/A | N/A | N/A | N/A | N/A | No changes | - | -
North Macedonia | MEPSO | No | N/A | N/A | N/A | N/A | N/A | N/A | N/A | N/A | N/A | N/A | N/A | N/A | N/A | N/A | N/A | N/A | N/A | N/A | N/A | N/A | N/A | N/A | N/A | N/A | N/A | N/A | N/A | N/A | N/A | N/A | N/A | N/A | N/A | N/A | N/A | N/A | N/A | N/A | N/A | N/A | N/A | N/A | N/A | N/A | N/A | N/A | N/A | N/A | N/A | N/A | N/A | N/A | Yes | Introduction of DSR | -
Turkey | TEIAS | [33 empty] | - | - | - | - | - | - | - | - | - | - | - | - | - | - | - | - | - | - | - | - | - | - | - | bar: DS1.0 to DS9.7
Albania | OST | [33 empty] | - | - | - | - | - | - | - | - | - | - | - | - | - | - | - | - | - | - | - | - | - | - | - | bar: DS1.0 to DS9.7
Bosnia and Herzegovina | NOSBiH | No | N/A | N/A | N/A | N/A | N/A | N/A | N/A | N/A | N/A | N/A | N/A | N/A | N/A | N/A | N/A | N/A | N/A | N/A | N/A | N/A | N/A | N/A | N/A | N/A | N/A | N/A | N/A | N/A | N/A | N/A | N/A | N/A | N/A | N/A | N/A | N/A | N/A | N/A | N/A | N/A | N/A | N/A | N/A | N/A | N/A | N/A | N/A | N/A | N/A | N/A | N/A | N/A | No changes | - | -
Kosovo (UNMIK) | KOSTT | [33 empty] | - | - | - | - | - | - | - | - | - | - | - | - | - | - | - | - | - | - | - | - | - | - | - | bar: DS1.0 to DS9.7
Moldova | Moldelectrica | [33 empty] | - | - | - | - | - | - | - | - | - | - | - | - | - | - | - | - | - | - | - | - | - | - | - | bar: DS1.0 to DS9.7
Ukraine | Ukrenergo | [33 empty] | - | - | - | - | - | - | - | - | - | - | - | - | - | - | - | - | - | - | - | - | - | - | - | bar: DS1.0 to DS9.7
Norway | Statnett | Yes | N/A | N/A | N/A | N/A | N/A | N/A | N/A | N/A | N/A | N/A | N/A | N/A | N/A | N/A | No Control | No | N/A | N/A | N/A | N/A | No | N/A | N/A | N/A | Yes | No | N/A | N/A | N/A | N/A | No | N/A | DSR not participating in FCR | DSR not participating in FCR | DSR not participating in FCR | DSR not participating in aFRR | DSR not participating in aFRR | DSR not participating in aFRR | No | Single point of delivery – other | No | N/A | N/A | N/A | N/A | N/A | DSR not participating in aFRR | DSR not participating in aFRR | Single point of delivery – other | No | N/A | N/A | No changes | - | -
Switzerland | Swissgrid | Yes | N/A | N/A | N/A | N/A | N/A | N/A | N/A | N/A | N/A | N/A | N/A | N/A | N/A | N/A | No Control | Yes | x = 0% | 1% < x <= 5% | 1% < x <= 5% | 1% < x <= 5% | No | N/A | N/A | N/A | Yes | No | N/A | N/A | N/A | N/A | N/A | N/A | N/A | N/A | N/A | Yes | No | No | Yes | No | No | Yes | No | No | N/A | N/A | N/A | N/A | N/A | N/A | N/A | N/A | No changes | - | -
Monaco | [34 empty] | - | - | - | - | - | - | - | - | - | - | - | - | - | - | - | - | - | - | - | - | - | - | - | bar: DS1.0 to DS9.7
San Marino | [34 empty] | - | - | - | - | - | - | - | - | - | - | - | - | - | - | - | - | - | - | - | - | - | - | - | bar: DS1.0 to DS9.7
Andorra | FEDA/RTE/REE | [33 empty] | - | - | - | - | - | - | - | - | - | - | - | - | - | - | - | - | - | - | - | - | - | - | - | bar: DS1.0 to DS9.7
Vatican City | [34 empty] | - | - | - | - | - | - | - | - | - | - | - | - | - | - | - | - | - | - | - | - | - | - | - | bar: DS1.0 to DS9.7
Liechtenstein | LKW | [33 empty] | - | - | - | - | - | - | - | - | - | - | - | - | - | - | - | - | - | - | - | - | - | - | - | bar: DS1.0 to DS9.7
Belarus | [34 empty] | - | - | - | - | - | - | - | - | - | - | - | - | - | - | - | - | - | - | - | - | - | - | - | bar: DS1.0 to DS9.7
Note on P4: [Zreťazený komentár] Vaša verzia programu Excel vám umožňuje čítať tento zreťazený komentár, avšak akékoľvek jeho zmeny sa odstránia, ak sa súbor otvorí v novšej verzii programu Excel. Ďalšie informácie: https://go.microsoft.com/fwlink/?linkid=870924 Komentár: Todo: skontrolovať že, či už toto nevyplňame aj pri DS1.0

## Voltage Control
|  | VC1.0 | VC1.1 | VC2.0.1 | VC2.0.2 | VC2.0.3 | VC2.0.4 | VC2.0.5 | VC2.0.6 | VC2.0.7 | VC2.0.8 | VC2.1 | VC2.2 | VC2.3 | VC3.0 | VC3.1.1 | VC3.1.2 | VC3.1.3 | VC3.1.4 | VC3.1.5 | VC3.1.6 | VC3.1.7 | VC3.2 | VC3.3 | VC4.0 | VC5.0 | VC6.0 | VC6.1 | VC6.2 | VC6.3 | VC6.4 | VC7.0 | VC7.1 | VC7.2 | VC7.3 | VC7.4 | VC7.5 | VC8.0 | VC8.1 | VC8.2 | VC8.3 | VC8.4 | VC9.0 | VC10.0 | VC10.1 | VC10.2 | VC11.0 | VC20.0 | VC20.1
AS Survey 2021
|  | Voltage Control introduction |  | Who are the providers of the voltage control service? | [7 empty] | Optimisation approach |  |  |  | Type of regulations for the voltage control demanded to the power plants | [6 empty] | Freewrite questions |  |  |  | Does the TSO own reactive power compensation systems? |  |  |  |  | Settlement rules for the exchange of reactive power between transmission and distribution grids | [5 empty] | Settlement rules for the price of reactive power between transmission and distribution grids |  |  |  |  | Voltage control parameters |  |  |  | Tertiary voltage control | Changes regarding the voltage control
Country | TSO Name | Do you consider the voltage support as part of ancillary services? | Voltage control procurement scheme | Conventional power plants | RES | Demand Side | Storage | HVDC links | Independent Aggregator | Distribution system operators | Transformers of the transmission grid | Determination the optimal use of reactive energy | In case of optimisation problem – objective function | Type of optimization approach | Implicit / explicit offers bids from BSP | No regulation | Reactive setpoint | Voltage stator setpoint | Voltage setpoint at the connexion point (fixed value at EHV point) | Voltage setpoint at the connexion point function of a signal sent by the TSO (possibility of variation of the EHV setpoint) | OLTC on the main transformer (manual control) | OLTC on the main transformer (automatic control of the EHV voltage) | What methodology do you use to decide the number of pilot nodes number, its location and the generators associated to each of them? | Any issue in your experience with voltage control regarding voltage stability (mainly interactions between U, Q and PF controlled devices)? | Settlement Rule | Monitoring | Does the TSO own reactive power compensation systems? | Inductance | Capacitor banks | SVC | Synchronous compensator | Respect a Reactive/Active power ratio | Respect of an Active/Reactive Power Diagram at the connexion point | Min/max fixed value of reactive power | Depending of the period of the day and/or year | Depending on the localization of the DSO | According to the measurement | Charges and/or fees if the DSO does not respect the tan Phi and/or the diagram rule | Bonus link to a specific diagram | Regulated price | No rules | Free | Are the primary voltage control parameters (proportional integral parameters) same for each node? | Existing of secondary voltage control (SecVolCon) voltage control for the nominated mains? | Are secondary voltage control parameters (proportional integral parameters) the same for each pilot node? | Are secondary voltage control parameters (proportional integral parameters) the same for each pilot node? | Existing of tertiary voltage control | Do you consider changes significant/important regarding the voltage control? | Please, explain changes regarding the voltage control (and the reason behind) in comparison to the year 2019!
Austria | APG | Yes | Mandatory service | Yes | Yes | No | No | No | No | No | Yes | Both | Centralised optimisation approach | Centralised optimisation approach | N/A | No | Yes | No | No | No | Yes | No | - | - | N/A | N/A | Yes | Yes | Yes | No | No | No | Yes | No | No | No | No | No | No | No | Yes | No | N/A | N/A | N/A | N/A | N/A | Only minor changes | Implementation of automatic QU/Control of power plants in the HV grid envisaged for the middle future. First pilot generators implemented. Comprohensive voltage control concept planned.
| VUEN | Yes | Mandatory service | Yes | Yes | No | No | No | No | No | Yes | Both | Centralised optimisation approach | Centralised optimisation approach | N/A | No | Yes | No | No | No | Yes | No | - | - | N/A | N/A | Yes | Yes | Yes | No | No | No | Yes | No | No | No | No | No | No | No | Yes | No | N/A | N/A | N/A |  | N/A | Only minor changes
Belgium | Elia | Yes | Hybrid | Yes | Yes | No | Yes | Yes | No | No | No | Operator's experience, studies | N/A | Regional-oriented approach | N/A | No | Yes | No | No | No | No | No | - | - | Hybrid | Ex-post check | Yes | Yes | Yes | No | No | No | Yes | No | No | No | Yes | Yes | No | No | No | No | No, there is dependency on the characteristics of the generator (generation type) | N/A | N/A | - | Operating in open loop | Yes | Elia introduced in 2021 a new design for the voltage and reactive power control service. The main changes are: • The introduction of a mandatory participation to the service for the units (connected to transmission grid only) that are capable to control the voltage and the reactive power according to the requirements from the European network codes and national grid codes • The introduction of a voluntary participation to the service for the non-mandatory units. The voluntary participation to the service is technology-neutral and open to units connected to transmission/distribution and closed-distribution grids. • The introduction of the role of “Voltage Service Provider (VSP)” which delivers the service to Elia and signs the contract. The VSP can be the grid user of a unit or a third party designated by him. • The introduction of a remuneration for the service based on the “reactive power requested by the TSO” instead of the reactive power measured. The related settlement (activation control, penalties) have been adapted accordingly. The drivers for these changes were described in a study published on Elia website in 2018. The main driver was the inefficiency of the previous market-based procurement process (based on voluntary participation at free prices via a public procurement process) that lead to systematic price imposition by the regulator. The objective of the new design is to evolve to a mandatory participation for some units and voluntary participation for the other units (as described above) at regulated price(s) and without tendering process. The evolution to regulated prices and removal of the tendering process need still to be finalized.
Bulgaria | ESO | - | - | - | - | - | - | - | - | - | - | - | - | - | - | - | - | - | - | - | - | - | - | - | - | - | - | - | - | - | - | - | - | - | - | - | - | - | - | - | - | - | - | - | - | - | - | - | -
Cyprus | TSO-Cyprus | - | - | - | - | - | - | - | - | - | - | - | - | - | - | - | - | - | - | - | - | - | - | - | - | - | - | - | - | - | - | - | - | - | - | - | - | - | - | - | - | - | - | - | - | - | - | - | -
Czech Republic | CEPS | Yes | N/A | Yes | No | No | No | No | No | No | No | Both | Both | N/A | Both | No | No | No | No | No | No | No | Each substation, where power plants are connected to the TS, is considered as the pilot node. Each substation can be divided into several nodes depending on topology of the substation, therefore there are several control loops for automatic voltage control. | In case of ancillary services we use just the automatic voltage control system for controlling the voltage at the pilot nodes. | N/A | Real-time monitoring | Yes | Yes | No | No | No | Yes | No | No | No | No | No | No | No | No | Yes | No | No, there is dependency on the characteristics of the generator (generation type) | Operating in closed loop + SecVolCon reactive | No, there is other dependency or their combination | The input value for the automatic (secondary) control loop is a voltage set-point. The automatic voltage control system sends a certain value of reactive-power set-point to each power plant unit according to a voltage set-point change. | Operating in open loop | Only minor changes | Minor changes in 2021. Variable shunt reactors were installed in the transmission system in 2021. These facilities are included for automatic voltage control in pilot nodes.
Denmark | Energinet.dk IPC | Yes | Mandatory service | Yes | Yes | No | No | Yes | No | No | Yes | Both | Regional-oriented approach | N/A | Implicit | No | No | No | No | Yes | Yes | No | - | All units connected to TSO are in U regulation mode. | Free | Real-time monitoring | Yes | Yes | Yes | Yes | Yes | No | No | Yes | No | No | No | Yes | No | No | No | No | No, there are other dependencies | Operating in open loop | N/A | - | N/A | No changes | -
Estonia | Elering | Yes | Hybrid | Yes | Yes | No | No | Yes | No | No | Yes | Operator's experience, studies | N/A | N/A | Implicit | No | Yes | No | No | Yes | No | No | - | - | Regulated price | Ex-post check | Yes | Yes | Yes | No | No | No | No | No | No | No | Yes | No | No | Yes | No | No | N/A | N/A | N/A | - | N/A | No changes | -
Finland | Fingrid | Yes | Mandatory service | Yes | Yes | No | Yes | No | No | No | Yes | Operator's experience, studies | N/A | N/A | N/A | No | Yes | Yes | Yes | No | No | No | - | - | N/A | Hybrid | Yes | Yes | Yes | Yes | No | No | Yes | No | No | No | No | Yes | No | No | No | No | No, there is dependency on the characteristics of the generator (generation type) | N/A | N/A | - | N/A | No changes | -
France | RTE | Yes | N/A | Yes | No | No | No | No | No | No | No | Both | Centralised optimisation approach | N/A | Implicit | No | Yes | No | No | No | No | No | - | - | Regulated price | Ex-post check | Yes | Yes | Yes | Yes | Yes | No rules | No rules | No rules | No rules | No rules | No rules | No | No | No | Yes | No | N/A | N/A | No, there is other dependency or their combination | - | N/A | Yes | -
Germany | 50Hertz | Yes | Mandatory service | Yes | Yes | No | Yes | Yes | No | No | Yes | Operator's experience, studies | N/A | N/A | N/A | No | No | Yes | Yes | Yes | No | Yes | - | - | Free | Ex-post check | Yes | Yes | Yes | No | Yes | N/A | N/A | N/A | N/A | N/A | N/A | Yes | No | No | No | No | N/A | N/A | N/A | - | N/A | No changes | -
| Amprion | Yes | Mandatory service | Yes | Yes | No | Yes | Yes | No | No | Yes | Operator's experience, studies | N/A | N/A | N/A | No | No | Yes | Yes | Yes | No | Yes | - | - | Free | Ex-post check | Yes | Yes | Yes | No | Yes | N/A | N/A | N/A | N/A | N/A | N/A | Yes | No | No | No | No | N/A | N/A | N/A | - | N/A | No changes | -
| TransnetBW | Yes | Mandatory service | Yes | Yes | No | Yes | Yes | No | No | Yes | Operator's experience, studies | N/A | N/A | N/A | No | No | Yes | Yes | Yes | No | Yes | - | - | Free | Ex-post check | Yes | Yes | Yes | No | Yes | N/A | N/A | N/A | N/A | N/A | N/A | Yes | No | No | No | No | N/A | N/A | N/A | - | N/A | No changes | -
| Tennet Germany | Yes | Mandatory service | Yes | Yes | No | Yes | Yes | No | No | Yes | Operator's experience, studies | N/A | N/A | N/A | No | No | Yes | Yes | Yes | No | Yes | - | - | Free | Ex-post check | Yes | Yes | Yes | No | Yes | N/A | N/A | N/A | N/A | N/A | N/A | Yes | No | No | No | No | N/A | N/A | N/A | - | N/A | No changes | -
Greece | IPTO SA | Yes | Mandatory service | Yes | No | No | No | No | No | No | No | Operator's experience, studies | Both | N/A | N/A | No | Yes | Yes | No | No | No | No | - | - | N/A | Hybrid | Yes | Yes | Yes | No | Yes | N/A | N/A | N/A | N/A | N/A | N/A | N/A | N/A | N/A | N/A | N/A | N/A | N/A | N/A | - | N/A | No changes | -
Hungary | MAVIR | Yes | Mandatory service | Yes | No | No | No | No | No | No | Yes | Both | Centralised optimisation approach | N/A | Explicit | No | Yes | No | Yes | No | No | Yes | - | - | Pay as bid | Real-time monitoring | Yes | Yes | No | No | No | N/A | N/A | N/A | N/A | N/A | N/A | N/A | N/A | N/A | N/A | N/A | N/A | N/A | N/A | N/A | N/A | No changes | -
Ireland | EirGrid | Yes | Mandatory service | Yes | No | No | No | No | No | No | Yes | Both | Both | N/A | Both | No | Yes | No | No | Yes | No | Yes | N/A. All transmission connected generators provide reactive power control. | Some PPMs (Power Park Modules) that are electrically close together have experienced hunting (in U control). Mitigation can include keeping one in U mode and one in Q mode. | Hybrid | Hybrid | No | No | No | No | No | N/A | N/A | N/A | N/A | N/A | N/A | N/A | N/A | N/A | N/A | N/A | No, there is dependency on the characteristics of the generator (generation type) | N/A | N/A | N/A | N/A | No changes | -
Italy | Terna | Yes | Mandatory service | Yes | No | No | No | No | No | No | Yes | Optimisation program | Regional-oriented approach | Regional-oriented approach | N/A | No | Yes | Yes | Yes | Yes | No | No | Short circuit power and electrical coupling sensitivity with other possible nodes and power plants (node to node and node to power plant) | No | N/A | Hybrid | Yes | Yes | Yes | No | Yes | N/A | N/A | N/A | N/A | N/A | N/A | No | No | No | Yes | No | No, there is a dependency on the node strength level (short circuit current) | Operating in closed loop + SecVolCon reactive + SecVolCon voltage | No, there is a dependency on network strength level | The update is done every 4 seconds; the update is fundamental, so if it does not work, after 40s the secondary loop is automatically stopped and the voltage control continues locally using the same voltage reference as when the missing update occurred | N/A | No changes | -
Latvia | AST | Yes | Hybrid | Yes | No | No | No | No | No | No | Yes | Operator's experience, studies | N/A | N/A | N/A | No | Yes | No | No | Yes | No | Yes | N/A | - | Hybrid | Real-time monitoring | Yes | Yes | Yes | No | No | No | No | Yes | No | No | No | No | No | No | Yes | No | N/A | N/A | N/A | - | N/A | No changes | -
Lithuania | LITGRID | Yes | Hybrid | Yes | No | No | No | Yes | No | No | Yes | Both | Both | Centralised optimisation approach | N/A | No | Yes | No | Yes | Yes | Yes | Yes | - | - | Regulated price | Hybrid | Yes | Yes | Yes | Yes | No | N/A | N/A | N/A | N/A | N/A | N/A | No | No | Yes | No | No | N/A | SecVolCon reactive | N/A | - | N/A | No changes | -
Luxembourg | CREOS | Yes | N/A | No | No | No | No | No | No | No | Yes | Operator's experience, studies | N/A | N/A | N/A | N/A | N/A | N/A | N/A | N/A | N/A | N/A | - | - | N/A | N/A | No | No | No | No | No | N/A | N/A | N/A | N/A | N/A | N/A | Yes | No | No | No | No | N/A | N/A | N/A | - | N/A | No changes | -
Malta | Enemalta | - | - | - | - | - | - | - | - | - | - | - | - | - | - | - | - | - | - | - | - | - | - | - | - | - | - | - | - | - | - | - | - | - | - | - | - | - | - | - | - | - | - | - | - | - | - | - | -
Netherlands | TenneT NL | Yes | Hybrid | Yes | Yes | No | No | Yes | No | No | Yes | Operator's experience, studies | N/A | N/A | Explicit | No | Yes | No | No | No | No | No | No methodology including pilot nodes is used, generators must determine the local voltage set-point themselves based on the reactive power set-point supplied by the network operator | None | Pay as bid | Hybrid | Yes | Yes | Yes | No | No | N/A | N/A | N/A | N/A | N/A | N/A | N/A | N/A | N/A | N/A | N/A | N/A | N/A | N/A | - | N/A | No changes | -
Poland | PSE | Yes | Mandatory service | Yes | Yes | No | No | No | No | No | Yes | Both | Both | N/A | N/A | No | No | No | Yes | No | Yes | Yes | We use voltage stability assessment | No | Pay as bid | Hybrid | Yes | Yes | Yes | No | No | Yes | No | No | No | No | No | Yes | No | No | No | No | No, there is a dependency on the node strength level (short circuit current) | Operating in open loop | No, there is a dependency on network strength level | Dispatcher updates voltage level according to the situation in the system based on voltage stability assessment results | Operating in open loop | Only minor changes | -
Portugal | REN | Yes | Mandatory service | Yes | No | No | No | No | No | No | No | Both | Both | Both | N/A | No | Yes | No | Yes | No | Yes | Yes | - | - | N/A | Real-time monitoring | Yes | Yes | Yes | No | No | No | No | Yes | Yes | No | No | No | No | Yes | No | No | N/A | Operating in closed loop | N/A | - | N/A | No changes | -
Romania | Transelectrica | Yes | Mandatory service | Yes | Yes | No | No | No | No | No | No | Operator's experience, studies | N/A | N/A | Implicit | No | No | No | Yes | No | No | No | - | - | Regulated price | Real-time monitoring | Yes | Yes | No | No | Yes | N/A | N/A | N/A | N/A | N/A | N/A | N/A | N/A | N/A | N/A | N/A | N/A | N/A | N/A | - | N/A | No changes | -
Slovakia | SEPS | Yes | Hybrid | Yes | No | No | No | No | No | No | No | Both | Centralised optimisation approach | N/A | Explicit | No | Yes | No | No | Yes | Yes | Yes | All generators connected to the Transmission network need to be able to provide reactive power. Substations where generators, inductance compensation system or transformers are connected are pilot nodes. | - | Regulated price | Hybrid | Yes | Yes | No | No | No | N/A | N/A | N/A | N/A | N/A | N/A | No | No | No | Yes | No | No, there is dependency on the characteristics of the generator (generation type) | Operating in closed loop + SecVolCon reactive | Yes | - | Operating in open loop | No changes | -
Slovenia | ELES | Yes | Mandatory service | Yes | No | No | No | No | No | No | Yes | Operator's experience, studies | Both | Both | N/A | N/A | N/A | N/A | N/A | N/A | N/A | N/A | - | - | Regulated price | Hybrid | Yes | Yes | No | No | No | No | No | Yes | No | No | No | N/A | N/A | N/A | N/A | N/A | N/A | N/A | N/A | N/A | Operating in open loop | No changes | -
Spain | REE | Yes | Mandatory service | Yes | Yes | Yes | Yes | Yes | No | Yes | Yes | Both | Both | Both | N/A | No | No | No | Yes | No | Yes | No | N/A | N/A | N/A | Hybrid | Yes | Yes | Yes | No | No | Yes | No | No | No | No | No | N/A | N/A | N/A | N/A | N/A | No, there is dependency on the characteristics of the generator (generation type) | N/A | N/A | - | Operating in open loop | Yes | Envisaged that Spanish system will evolve in the future towards a tertiary/secondary/primary voltage control scheme jointly with local reactive power inductive/capacitive reserve markets.
Sweden | SVENSKA KRAFTNÄT | Yes | Mandatory service | Yes | No | No | No | No | No | No | Yes | N/A | Regional-oriented approach | Regional-oriented approach | N/A | No | Yes | No | No | No | No | No | - | - | N/A | N/A | Yes | Yes | Yes | Yes | Yes | N/A | N/A | N/A | N/A | N/A | N/A | No | No | No | No | Yes | N/A | Operating in closed loop + SecVolCon reactive | No, there is dependency on amount of MVARs | - | N/A | No changes | -
GB/United Kingdom | National Grid | - | - | - | - | - | - | - | - | - | - | - | - | - | - | - | - | - | - | - | - | - | - | - | - | - | - | - | - | - | - | - | - | - | - | - | - | - | - | - | - | - | - | - | - | - | - | - | -
| SHETL | - | - | - | - | - | - | - | - | - | - | - | - | - | - | - | - | - | - | - | - | - | - | - | - | - | - | - | - | - | - | - | - | - | - | - | - | - | - | - | - | - | - | - | - | - | - | - | -
| SPTransmission | - | - | - | - | - | - | - | - | - | - | - | - | - | - | - | - | - | - | - | - | - | - | - | - | - | - | - | - | - | - | - | - | - | - | - | - | - | - | - | - | - | - | - | - | - | - | - | -
> Northern Ireland | SONI | Yes | Mandatory service | Yes | No | No | No | No | No | No | Yes | Both | Both | N/A | Both | No | Yes | No | No | Yes | No | Yes | N/A. All transmission connected generators provide reactive power control. | Some PPMs (Power Park Modules) that are electrically close together have experienced hunting (in U control). Mitigation can include keeping one in U mode and one in Q mode. | Hybrid | Hybrid | No | No | No | No | No | N/A | N/A | N/A | N/A | N/A | N/A | N/A | N/A | N/A | N/A | N/A | No, there is dependency on the characteristics of the generator (generation type) | N/A | N/A | N/A | N/A | No changes | -
Croatia | HOPS | Yes | Mandatory service | Yes | No | No | No | No | No | No | No | Operator's experience, studies | Regional-oriented approach | Regional-oriented approach | N/A | No | Yes | No | No | No | No | No | N/A | N/A | Regulated price | Ex-post check | Yes | Yes | Yes | Yes | No | N/A | N/A | N/A | N/A | N/A | N/A | N/A | N/A | N/A | N/A | N/A | No, there is dependency on the characteristics of the generator (generation type) | N/A | N/A | N/A | N/A | No changes | -
Iceland | Landsnet | - | - | - | - | - | - | - | - | - | - | - | - | - | - | - | - | - | - | - | - | - | - | - | - | - | - | - | - | - | - | - | - | - | - | - | - | - | - | - | - | - | - | - | - | - | - | - | -
Montenegro | Crnogorski elektroprenosni sistem AD | - | - | - | - | - | - | - | - | - | - | - | - | - | - | - | - | - | - | - | - | - | - | - | - | - | - | - | - | - | - | - | - | - | - | - | - | - | - | - | - | - | - | - | - | - | - | - | -
Serbia | EMS | Yes | Mandatory service | Yes | No | No | No | No | No | No | Yes | Both | N/A | Both | N/A | No | Yes | No | Yes | Yes | No | No | - | - | Regulated price | Hybrid | No | No | No | No | No | No | No | No | No | No | Yes | N/A | N/A | N/A | N/A | N/A | N/A | N/A | N/A | - | Operating in open loop | No changes | -
North Macedonia | MEPSO | Yes | Mandatory service | Yes | No | No | No | No | No | No | Yes | Operator's experience, studies | N/A | N/A | N/A | No | Yes | No | Yes | No | Yes | No | N/A | - | Free | Real-time monitoring | No | No | No | No | No | N/A | N/A | N/A | N/A | N/A | N/A | N/A | N/A | N/A | N/A | N/A | N/A | N/A | N/A | - | N/A | Yes | -
Turkey | TEIAS | - | - | - | - | - | - | - | - | - | - | - | - | - | - | - | - | - | - | - | - | - | - | - | - | - | - | - | - | - | - | - | - | - | - | - | - | - | - | - | - | - | - | - | - | - | - | - | -
Albania | OST | - | - | - | - | - | - | - | - | - | - | - | - | - | - | - | - | - | - | - | - | - | - | - | - | - | - | - | - | - | - | - | - | - | - | - | - | - | - | - | - | - | - | - | - | - | - | - | -
Bosnia and Herzegovina | NOSBiH | Yes | Mandatory service | Yes | Yes | No | Yes | No | No | No | No | Operator's experience, studies | N/A | N/A | N/A | No | Yes | No | No | No | No | No | - | - | N/A | N/A | No | No | No | No | No | N/A | N/A | N/A | N/A | N/A | N/A | N/A | N/A | N/A | N/A | N/A | N/A | N/A | N/A | - | N/A | No changes | -
Kosovo (UNMIK) | KOSTT | - | - | - | - | - | - | - | - | - | - | - | - | - | - | - | - | - | - | - | - | - | - | - | - | - | - | - | - | - | - | - | - | - | - | - | - | - | - | - | - | - | - | - | - | - | - | - | -
Moldova | Moldelectrica | - | - | - | - | - | - | - | - | - | - | - | - | - | - | - | - | - | - | - | - | - | - | - | - | - | - | - | - | - | - | - | - | - | - | - | - | - | - | - | - | - | - | - | - | - | - | - | -
Ukraine | Ukrenergo | - | - | - | - | - | - | - | - | - | - | - | - | - | - | - | - | - | - | - | - | - | - | - | - | - | - | - | - | - | - | - | - | - | - | - | - | - | - | - | - | - | - | - | - | - | - | - | -
Norway | Statnett | Yes | Mandatory service | Yes | No | No | No | No | No | No | No | Operator's experience, studies | N/A | N/A | N/A | No | No | No | Yes | No | No | No | Generators >= 10 MVA | - | Regulated price | Real-time monitoring | Yes | Yes | Yes | Yes | Yes | No | No | No | No | No | Yes | No | No | Yes | No | No | No, there is dependency on the characteristics of the generator (generation type) | N/A | N/A | - | N/A | No changes | -
Switzerland | Swissgrid | Yes | Mandatory service | Yes | No | No | No | No | No | Yes | Yes | Optimisation program | N/A | N/A | N/A | No | No | No | No | Yes | No | No | N/A | N/A | Regulated price | Real-time monitoring | Yes | Yes | No | No | No | No | No | No | No | No | Yes | No | No | Yes | No | No | N/A | N/A | N/A | N/A | N/A | Yes | Modifications in the operational layout of some transformers. Development of visualization tools for different voltage control-related KPIs to improve monitoring of the voltage situation. More resources are available from distribution systems as a result of incentives provided by the transmission system operator.
Monaco |  | - | - | - | - | - | - | - | - | - | - | - | - | - | - | - | - | - | - | - | - | - | - | - | - | - | - | - | - | - | - | - | - | - | - | - | - | - | - | - | - | - | - | - | - | - | - | - | -
San Marino |  | - | - | - | - | - | - | - | - | - | - | - | - | - | - | - | - | - | - | - | - | - | - | - | - | - | - | - | - | - | - | - | - | - | - | - | - | - | - | - | - | - | - | - | - | - | - | - | -
Andorra | FEDA/RTE/REE | - | - | - | - | - | - | - | - | - | - | - | - | - | - | - | - | - | - | - | - | - | - | - | - | - | - | - | - | - | - | - | - | - | - | - | - | - | - | - | - | - | - | - | - | - | - | - | -
Vatican City |  | - | - | - | - | - | - | - | - | - | - | - | - | - | - | - | - | - | - | - | - | - | - | - | - | - | - | - | - | - | - | - | - | - | - | - | - | - | - | - | - | - | - | - | - | - | - | - | -
Liechtenstein | LKW | - | - | - | - | - | - | - | - | - | - | - | - | - | - | - | - | - | - | - | - | - | - | - | - | - | - | - | - | - | - | - | - | - | - | - | - | - | - | - | - | - | - | - | - | - | - | - | -
Belarus |  | - | - | - | - | - | - | - | - | - | - | - | - | - | - | - | - | - | - | - | - | - | - | - | - | - | - | - | - | - | - | - | - | - | - | - | - | - | - | - | - | - | - | - | - | - | - | - | -

## Black Start
|  | BSQ1.0 | BSQ2.0 | BSQ3.0 | BSQ4.0 | BSQ5.0 | BSQ6.0 | BSQ7.0 | BSQ8.1 | BSQ8.2 | BSQ8.3 | BSQ8.4 | BSQ8.5 | BSQ8.6 | BSQ8.7 | BSQ9.0 | BSQ10.0 | BSQ11.0 | BSQ12.0 | BSQ13.0 | BSQ20.0 | BSQ20.1
AS Survey 2021 | [8 empty] | Testing the BS ability by the TSO
Country | TSO Name | Which power plants have to provide black start (for example: capacity, technology etc)? Is it a mandatory service in your country? | If a power plant is able to provide black start service, which grid it should be connected to? | Is it a service paid by the TSO? | What are the settlement rules for the price of black start service? | Does the TSO own unit for Black start service? | Does the TSO have some special rules for the distribution/location/number etc. of black start service units? | Does the TSO have a regulated amount of BS control (regarding the whole control area)? | During the accreditation process only | After the accreditation process/ Only the operational function of the BS unit (unit is working, not connected to the grid)/Once a year | After the accreditation process/ Only the operational function of the BS unit (unit is working, not connected to the grid)/Several times a year | After the accreditation process/ Only the operational function of the BS unit (unit is working, not connected to the grid)/Occasionally | After the accreditation process/ Control function of the BS unit (unit is working, connected to the grid and has to provide some predefined orders)/Once a year | After the accreditation process/ Control function of the BS unit (unit is working, connected to the grid and has to provide some predefined orders)/Several times a year | After the accreditation process/ Control function of the BS unit (unit is working, connected to the grid and has to provide some predefined orders)/Occasionally | How often does the TSO practise the method of the BS process (for example using a training simulator)? | Should be the Black start service provided by a single unit or it is allowed to be a part of a power plant? | How long is the acceptable non-availability period of the BS unit (planned, for example: resurrection & mainteance of the unit)? | Is there a regulated gradient for the BS unit? | Monitoring of the black start service? | Do you consider changes significant/important regarding the black start? | Please, explain changes regarding the black start (and the reason behind) in comparison to the year 2020!
Austria | APG | Hydro storage power plants. | Transmission grid | Yes | Pay as bid | No | Black start units geographically separated | No | No | Yes | No | No | No | No | Yes | Regularly - several times a year | Yes, it can be part of the power plant | Depending on the availability of other BS units | No | Hybrid | No changes | -
| VUEN |  | Transmission grid | Yes | Pay as bid | No |  | No | No | Yes | No | No | No | No | Yes | Regularly - several times a year | Yes, it can be part of the power plant | Depending on the availability of other BS units | No | Hybrid | No changes | -
Belgium | Elia | The Black-Start service is not mandatory and is procured via a market-based procedure. The power plants willing to participate to the service have to satisfy the technical requirements described in the Black-start contract. | Transmission grid | Yes | Hybrid | No | Elia procured the Black Start service according to the rules described in its Restoration Plan. Typically Elia procured 1 BS unit for the restoration of each regional zone and 1 for the restoration of the 380 kV backbone. | No | Yes | No | No | Yes | No | No | Yes | Regularly | Yes, it can be part of the power plant | Depending on the availability of other BS units | No | Real time monitoring/tests | No changes | -
Bulgaria | ESO | - | - | - | - | - | - | - | - | - | - | - | - | - | - | - | - | - | - | - | - | -
Cyprus | TSO-Cyprus | - | - | - | - | - | - | - | - | - | - | - | - | - | - | - | - | - | - | - | - | -
Czech Republic | CEPS | No obligations to provide black start for any unit. | Transmission grid | Yes | N/A | No | N/A. For each case it is necessary to carry out the feasibility study and check BS path conditions. | No | Yes | No | No | No | No | No | No | Regularly - several times a year | Yes, it can be part of the power plant | N/A | N/A | N/A | No changes | -
Denmark | Energinet.dk IPC | Contracted gas turbines, procured through tender. | Transmission grid | Yes | Pay as bid | No | Yes, two per bidding area - at least one power generating unit. | No | No | No | No | No | No | Yes | No | Regularly - once a year | Yes, it can be part of the power plant | Between 4 and 7 days | Yes, 101 MW – 200 MW / 15 min | Real time monitoring/tests | No changes | -
Estonia | Elering | Black start service is provided by power plants which are included in the restoration plan as black start service providers. It is not a mandatory service. | Transmission grid | Yes | Pay as bid | Yes | - | No | No | No | No | Yes | No | No | No | Regularly - once a year | N/A | N/A | No | Hybrid | No changes | -
Finland | Fingrid | Not mandatory, agreed bilaterally with suitable power plants. | Both | Yes | Free | Yes | No special rules. | No | No | No | No | No | No | No | Yes | Regularly | Yes, it can be part of the power plant | N/A | No | Ex post check | No changes | -
France | RTE | no blackstart service is required in France for the restoration service since the restoration service is fulfilled through “tripping to houseload” capability for all the French restoration service providers | N/A | N/A | N/A | N/A | - | N/A | N/A | N/A | N/A | N/A | N/A | N/A | N/A | N/A | N/A | N/A | N/A | N/A | No changes | -
Germany | 50Hertz | Black start provision according to respective black-start concepts, based on grid connection and specific contracts. Mandatory if TSO requests power plants to offer black start service. | Transmission grid | Yes | Free | No | according to respective black-start concept | No | No | No | No | Yes | No | No | No | Regularly | Yes, it can be part of the power plant | N/A | No | Ex post check | Only minor changes | market based procurement of black start services
| Amprion |  | Transmission grid | Yes | Free | No |  | No | No | No | No | Yes | No | No | No | Regularly | Yes, it can be part of the power plant | N/A | No | Ex post check | Only minor changes
| TransnetBW |  | Transmission grid | Yes | Free | No |  | No | No | No | No | Yes | No | No | No | Regularly | Yes, it can be part of the power plant | N/A | No | Ex post check | Only minor changes
| Tennet Germany |  | Transmission grid | Yes | Free | No |  | No | No | No | No | Yes | No | No | No | Regularly | Yes, it can be part of the power plant | N/A | No | Ex post check | Only minor changes
Greece | IPTO SA | Power plants with such an obligation in their license have to provide Black Start service. | Transmission grid | Yes | Regulated price | No | No | No | No | No | No | No | Yes | No | No | Occasionally | No, it has to be a single unit | Depending on the availability of other BS units | N/A | N/A | No changes | -
Hungary | MAVIR | It is mandatory above 500 MW gross installed capacity, below that bilaterally agreed. | Both | Yes | Pay as bid | No | - | All the units who are able to provide BS must to provide it | Yes | No | No | No | No | No | No | Regularly - once a year | Yes, it can be part of the power plant | Depending on the availability of other BS units | No | Ex post check | No changes | -
Ireland | EirGrid | It is not mandatory. Technologies currently providing black start: Hydro, Pumped Storage, Interconnector, Open Cycle Gas Turbines. | Both | Yes | Regulated price | No | The TSO considers regional requirements when awarding BS contracts. | No | No | No | No | No | No | No | Yes | Regularly - once a year | Yes, it can be part of the power plant | Depending on the availability of other BS units | No | Real time monitoring/tests | No changes | -
Italy | Terna | Black start up service is provided mainly by hydroelectric power plants and in some cases to some typologies of gas turbine based power plant. It is mandatory for the power plants defined in the restoration plan. | Transmission grid | No | N/A | No | We have a predefined number of "restoration paths" included in the Restoration Plan. | All the units who are able to provide BS must to provide it | N/A | N/A | N/A | N/A | N/A | N/A | N/A | Regularly - several times a year | Yes, it can be part of the power plant | Depending on the availability of other BS units | N/A | Hybrid | No changes | -
Latvia | AST | No special rules - agreement with hydro power plant for providing the service. | Transmission grid | Yes | Pay as bid | No | No | No | No | Yes | No | No | No | No | No | Occasionally | Yes, it can be part of the power plant | It is not allowed | No | Hybrid | No changes | -
Lithuania | LITGRID | Power plants that are included in the black start plan must provide the black start service (due to technology). | Transmission grid | N/A | Regulated price | No | No special rules for distribution, black start service unit shall be located in such a place, where is feasible to restart main generation units. | No | No | No | No | No | Yes | No | No | Occasionally | Yes, it can be part of the power plant | N/A | N/A | Real time monitoring/tests | No changes | -
Luxembourg | CREOS | No possibility to provide Black Start from LU | Transmission grid | N/A | N/A | No | No | N/A | N/A | N/A | N/A | N/A | N/A | N/A | N/A | Regularly | N/A | N/A | N/A | N/A | No changes | -
Malta | Enemalta | - | - | - | - | - | - | - | - | - | - | - | - | - | - | - | - | - | - | - | - | -
Netherlands | TenneT NL | The Black Start service is a contracted and not a mandatory service | Both | Yes | Pay as bid | No | Black Start services are contracted on units in different parts of the network | Yes, 501-800 MW | No | No | No | Yes | No | No | No | Regularly - once a year | Yes, it can be part of the power plant | It is not allowed | N/A | Hybrid | No changes | -
Poland | PSE | It is not a mandatory service in Poland. | Both | Yes | Pay as bid | No | TSO is obliged to fulfil standards from OH Policy 5. | No | No | No | Yes | No | No | No | No | Regularly - several times a year | Yes, it can be part of the power plant | N/A | No | Hybrid | No changes | -
Portugal | REN | BS is not a mandatory service in Portugal. We have a CCGT and a Hydro that provide that service | Transmission grid | Yes | N/A | No | No special rules. | No | No | No | No | No | Yes | No | No | Regularly - once a year | Yes, it can be part of the power plant | Depending on the availability of other BS units | No | Real time monitoring/tests | No changes | -
Romania | Transelectrica | Power plants that are included in the Black Start Plan must provide the Black Start Service - due to technology. | Transmission grid | No | Regulated price | Yes | Geographical distance according to respective Black-Start concept. | No | Yes | No | No | No | No | No | No | Regularly | Yes, it can be part of the power plant | Depending on the availability of other BS units | No | Real time monitoring/tests | No changes | -
Slovakia | SEPS | No it is not mandatory. | Both | Yes | Regulated price | No | Yes, we have a set of different rules. Each application for BS providing is assessed separately. | No | No | No | No | No | No | No | Yes | Occasionally | Yes, it can be part of the power plant | Depending on the availability of other BS units | No | Hybrid | No changes | -
Slovenia | ELES | HPP, CCGT, No mandatory service. | Transmission grid | Yes | Regulated price | No | Yes, according to local operation rules. | N/A | No | No | No | Yes | No | No | No | Regularly | Yes, it can be part of the power plant | It is not allowed | N/A | N/A | No changes | -
Spain | REE | Mainly hydro units; not a mandatory service | Both | No | N/A | No | Yes | All the units who are able to provide BS must to provide it | No | No | Yes | No | No | No | No | Regularly - several times a year | Yes, it can be part of the power plant | Depending on the availability of other BS units | No | Hybrid | No changes | -
Sweden | SVENSKA KRAFTNÄT | - | Transmission grid | N/A | Free | No | - | Yes, more than 800 MW | No | No | No | No | No | Yes | No | Regularly - several times a year | N/A | Depending on the availability of other BS units | N/A | Hybrid | No changes | -
GB/United Kingdom | National Grid | - | - | - | - | - | - | - | - | - | - | - | - | - | - | - | - | - | - | - | - | -
| SHETL |  | - | - | - | - |  | - | - | - | - | - | - | - | - | - | - | - | - | - | - | -
| SPTransmission |  | - | - | - | - |  | - | - | - | - | - | - | - | - | - | - | - | - | - | - | -
> Northern Ireland | SONI | Conventional (Thermal) Power Stations must have black start capability. | Transmission grid | No | Free | No | N/A. For each case it is necessary to carry out the feasibility study and check BS path conditions. | All the units who are able to provide BS must to provide it | N/A | N/A | N/A | N/A | N/A | N/A | N/A | Regularly - once a year | Yes, it can be part of the power plant | Depending on the availability of other BS units | No | Real time monitoring/tests | No changes | -
Croatia | HOPS | All the units that are able to provide BS must provide it. | Both | Yes | Regulated price | No | All the units that are able to provide BS must provide it. | All the units who are able to provide BS must to provide it | Yes | No | No | No | No | No | No | Regularly - several times a year | Yes, it can be part of the power plant | More than one week | No | Ex post check | No changes | -
Iceland | Landsnet | - | - | - | - | - | - | - | - | - | - | - | - | - | - | - | - | - | - | - | - | -
Montenegro | Crnogorski elektroprenosni sistem AD | - | - | - | - | - | - | - | - | - | - | - | - | - | - | - | - | - | - | - | - | -
Serbia | EMS | Hydro power plants defined by System Restoration document are obliged to provide Black start capability. Black start service is not mandatory for all HPP | Both | Yes | Regulated price | No | No | No | No | No | No | No | No | No | Yes | Regularly | Yes, it can be part of the power plant | N/A | No | Ex post check | No changes | -
North Macedonia | MEPSO | Mandatory HPP with self-starting option | Transmission grid | No | Free | No | No special rules. | No | Yes | No | No | Yes | No | No | Yes | Occasionally | Yes, it can be part of the power plant | N/A | N/A | Ex post check | No changes | -
Turkey | TEIAS | - | - | - | - | - | - | - | - | - | - | - | - | - | - | - | - | - | - | - | - | -
Albania | OST | - | - | - | - | - | - | - | - | - | - | - | - | - | - | - | - | - | - | - | - | -
Bosnia and Herzegovina | NOSBiH | Hydroelectric power Yes, Black start is mandatory service | Transmission grid | N/A | N/A | No | NO. | All the units who are able to provide BS must to provide it | No | No | No | Yes | No | No | No | Occasionally | Yes, it can be part of the power plant | N/A | N/A | N/A | No changes | -
Kosovo (UNMIK) | KOSTT | - | - | - | - | - | - | - | - | - | - | - | - | - | - | - | - | - | - | - | - | -
Moldova | Moldelectrica | - | - | - | - | - | - | - | - | - | - | - | - | - | - | - | - | - | - | - | - | -
Ukraine | Ukrenergo | - | - | - | - | - | - | - | - | - | - | - | - | - | - | - | - | - | - | - | - | -
Norway | Statnett | Power plants that have a significant impact on the reconstruction of the network or other critical functions. | Both | No | N/A | No | Power plants that have a significant impact on the reconstruction of the network or other critical functions. | No | N/A | N/A | N/A | N/A | N/A | N/A | N/A | Regularly | N/A | Depending on the availability of other BS units | No | N/A | No changes | -
Switzerland | Swissgrid | A buildup-cell is defined as a small subnet, limited in area and electrical network, which consists of one powerstationequipped with black start facilities and one or more powerstationswith islanding functionality being able to keep frequency, voltage and power stable in this buildup-cell, with an adequate load at its disposal. The buildup-cell needs: -to have a direct connection to the 220kV-level -to be connected to the same or neighboring nodes -Its rotating mass (power output) to be between 200 and 250 MW and a switchable load of 10% | Transmission grid | Yes | Pay as bid | No | Distribution of CH in 4 network restoration regions (West, South, Cetraland East): Each region must have 1 buildup-cell | Yes, more than 800 MW | No | No | Yes | No | No | No | No | Regularly - once a year | Yes, it can be part of the power plant | Depending on the availability of other BS units | No | Real time monitoring/tests | No changes | -
Monaco |  | - | - | - | - | - | - | - | - | - | - | - | - | - | - | - | - | - | - | - | - | -
San Marino |  | - | - | - | - | - | - | - | - | - | - | - | - | - | - | - | - | - | - | - | - | -
Andorra | FEDA/RTE/REE | - | - | - | - | - | - | - | - | - | - | - | - | - | - | - | - | - | - | - | - | -
Vatican City |  | - | - | - | - | - | - | - | - | - | - | - | - | - | - | - | - | - | - | - | - | -
Liechtenstein | LKW | - | - | - | - | - | - | - | - | - | - | - | - | - | - | - | - | - | - | - | - | -
Belarus |  | - | - | - | - | - | - | - | - | - | - | - | - | - | - | - | - | - | - | - | - | -