## TY2025
Resource Capacities* (MW) | AL00 | AT00 | BA00 | BE00 | BEOF | BG00 | CH00 | CY00 | CZ00 | DE00 | DEKF | DKBH | DKE1 | DKKF | DKNS | DKW1 | EE00 | ES00 | FI00 | FR00 | GR00 | GR03 | HR00 | HU00 | IE00 | ITCA | ITCN | ITCS | ITN1 | ITS1 | ITSA | ITSI | LT00 | LUG1 | LV00 | ME00 | MK00 | MT00 | NL00 | NLLL | NOM1 | NON1 | NOS0 | PL00 | PT00 | RO00 | RS00 | SE01 | SE02 | SE03 | SE04 | SI00 | SK00 | UK00 | UKNI
Nuclear | 0 | 0 | 0 | 3929 | 0 | 2000 | 2930 | 0 | 4047.2 | 0 | 0 | 0 | 0 | 0 | 0 | 0 | 0 | 7117.36 | 4394 | 61761 | 0 | 0 | 0 | 1917 | 0 | 0 | 0 | 0 | 0 | 0 | 0 | 0 | 0 | 0 | 0 | 0 | 0 | 0 | 486 | 0 | 0 | 0 | 0 | 0 | 0 | 1300 | 0 | 0 | 0 | 6883 | 0 | 696 | 2751.6373 | 1230 | 0
Lignite | 0 | 0 | 1798 | 0 | 0 | 3399 | 0 | 0 | 5337.3 | 14687 | 0 | 0 | 0 | 0 | 0 | 0 | 0 | 0 | 0 | 0 | 660 | 0 | 0 | 612 | 36.5 | 0 | 0 | 0 | 0 | 0 | 0 | 0 | 0 | 0 | 0 | 450 | 0 | 0 | 0 | 0 | 0 | 0 | 0 | 6961 | 0 | 1947.3 | 4689.748 | 0 | 0 | 0 | 0 | 844 | 60.7972 | 0 | 0
Hard Coal | 0 | 0 | 0 | 0 | 0 | 88 | 0 | 0 | 598.8 | 12786.237 | 0 | 0 | 0 | 0 | 0 | 588.5 | 0 | 561.8 | 278.1 | 0 | 0 | 0 | 290 | 14.28 | 570 | 0 | 0 | 1845 | 0 | 0 | 517 | 0 | 0 | 0 | 0 | 0 | 0 | 0 | 2670.99 | 0 | 0 | 0 | 0 | 13181.554 | 0 | 176 | 0 | 0 | 0 | 0 | 0 | 81 | 289.4257 | 0 | 0
Gas | 100 | 4146.12 | 0 | 4944.4 | 0 | 1242 | 336 | 956.2 | 1344.4 | 32541.3039 | 0 | 0 | 413.6983 | 0 | 0 | 1612.1575 | 250 | 24498.56 | 1148 | 7189 | 6862.362 | 0 | 1474 | 2222.8 | 3888.1565 | 3497.4 | 1077.1 | 7112.9 | 24234 | 3954 | 590 | 2756.29 | 1171 | 0 | 1077 | 0 | 559.5 | 336.3 | 13556.5 | 0 | 0 | 0 | 0 | 3728.82 | 3829 | 2196.212 | 400.9 | 97 | 0 | 54 | 0 | 596 | 746.632 | 38645.3435 | 1679
Oil | 120 | 120 | 0 | 140 | 0 | 0 | 0 | 630.3 | 0 | 2821.33 | 0 | 0 | 596.1 | 0 | 0 | 226.9 | 1001.8 | 0 | 0 | 1331 | 0 | 408 | 303 | 495 | 542.2 | 0 | 0 | 0 | 0 | 0 | 0 | 866 | 0 | 0 | 0 | 0 | 0 | 215 | 0 | 0 | 0 | 0 | 0 | 0 | 0 | 0 | 0 | 0 | 0 | 95 | 662 | 0 | 133.278 | 1185.4116 | 389
Others non-renewable | 0 | 845.24 | 0 | 1499 | 0 | 0 | 581.1469 | 0 | 2012.3 | 9080.02 | 0 | 0 | 0 | 0 | 0 | 0 | 136.892 | 4400.4857 | 470.5 | 5799.6 | 0 | 0 | 200 | 964.8994 | 138 | 30 | 1154.13 | 882.69 | 4060.8 | 1150.71 | 228 | 1182.7 | 108.89 | 69 | 0 | 0 | 0 | 0 | 4206.75 | 0 | 20 | 195 | 50 | 6485.9611 | 618 | 0 | 0 | 0 | 0 | 0 | 0 | 185.1878 | 114.3717 | 5942.3591 | 9
Hydro - Pondage (Turbine) | 0 | 1149.307 | 108.6 | 0 | 0 | 0 | 0 | 0 | 0 | 0 | 0 | 0 | 0 | 0 | 0 | 0 | 0 | 0 | 0 | 0 | 22.02 | 0 | 320.94 | 0 | 0 | 0 | 0 | 0 | 0 | 0 | 0 | 0 | 0 | 0 | 1592 | 0 | 0 | 0 | 0 | 0 | 0 | 0 | 0 | 0 | 266 | 0 | 0 | 0 | 0 | 0 | 0 | 1007.3 | 202.88 | 0 | 0
Hydro - Run of River (Turbine) | 503.672 | 4824.7258 | 25 | 133.002 | 0 | 535.51 | 4215 | 0 | 431.63 | 3933.9 | 0 | 0 | 0 | 0 | 0 | 0 | 0 | 3174.437 | 0 | 13600 | 283.98 | 0 | 63.14 | 64.203 | 215 | 125.385 | 293.62 | 675.1725 | 5710.5631 | 50.03 | 81.905 | 91.925 | 126.2 | 38 | 0 | 39.671 | 210.1 | 0 | 37 | 0 | 1145.734 | 690.0461 | 5368.7043 | 367.31 | 505 | 3328.418 | 2033.72 | 0 | 0 | 0 | 0 | 127.6372 | 1311.487 | 2128.1908 | 0
Hydro - Reservoir (Turbine) | 1821.744 | 2787.129 | 1906 | 0 | 0 | 1281.3 | 7868.75 | 0 | 697.72 | 819 | 0 | 0 | 0 | 0 | 0 | 0 | 0 | 11414.19 | 3236.608 | 9539 | 2500.7 | 0 | 1568.09 | 0 | 0 | 701.284 | 389.27 | 1005.116 | 6344.974 | 178.27 | 153.3975 | 0 | 0 | 0 | 0 | 649 | 538.6 | 0 | 0 | 0 | 3093.4091 | 4645.1216 | 17889.7188 | 427.48 | 3765.5 | 2214.084 | 434.27 | 5444 | 7650.1 | 2286 | 237.1 | 21.4 | 21.28 | 0 | 0
Hydro - Pump Storage Open Loop (Turbine) | 0 | 4057.5 | 440 | 0 | 0 | 535 | 2300.25 | 0 | 470.4 | 2144.1 | 0 | 0 | 0 | 0 | 0 | 0 | 0 | 2683.32 | 0 | 1850 | 699 | 0 | 281.4 | 0 | 0 | 0 | 0 | 763 | 2774.858 | 0 | 0 | 80 | 0 | 0 | 0 | 0 | 0 | 0 | 0 | 0 | 59.82 | 0 | 649.5 | 216.26 | 3839.4 | 809.944 | 0 | 0 | 0 | 0 | 0 | 0 | 276.2 | 0 | 0
Hydro - Pump Storage Closed Loop (Turbine) | 0 | 0 | 0 | 1278 | 0 | 864 | 1900 | 0 | 688.05 | 6409.84 | 0 | 0 | 0 | 0 | 0 | 0 | 0 | 3331.4 | 0 | 1950 | 0 | 0 | 0 | 0 | 292 | 0 | 0 | 1000 | 2430.2 | 0 | 240 | 500 | 828 | 0 | 0 | 0 | 0 | 0 | 0 | 0 | 0 | 0 | 0 | 1333.35 | 0 | 0 | 614 | 0 | 0 | 0 | 0 | 180 | 729.6 | 2744 | 0
Hydro - Pump Storage Open Loop (Pumping) | 0 | -3542.92 | -440 | 0 | 0 | -148 | -1751.6667 | 0 | -438 | -1861 | 0 | 0 | 0 | 0 | 0 | 0 | 0 | -2424.0056 | 0 | -1850 | -735 | 0 | -246.9 | 0 | 0 | 0 | 0 | -333 | -1831 | 0 | 0 | -58 | 0 | 0 | 0 | 0 | 0 | 0 | 0 | 0 | -75.8 | -1.98 | -682.008 | -172 | -3586.4 | -91.5 | 0 | 0 | 0 | 0 | 0 | 0 | -178.28 | 0 | 0
Hydro - Pump Storage Closed Loop (Pumping) | 0 | 0 | 0 | -1201.18 | 0 | -784 | -1900 | 0 | -664 | -6561.6 | 0 | 0 | 0 | 0 | 0 | 0 | 0 | -3141.03 | 0 | -1950 | 0 | 0 | 0 | 0 | -292 | 0 | 0 | -985 | -2377 | 0 | -242 | -570 | -720 | 0 | 0 | 0 | 0 | 0 | 0 | 0 | 0 | 0 | 0 | -1486 | 0 | 0 | -560 | 0 | 0 | 0 | 0 | -185 | -630 | -2684 | 0
Wind Onshore | 50 | 5500.001 | 497 | 3598 | 0 | 749 | 214.5455 | 169.5 | 616.8 | 69017.4 | 0 | 0 | 855.5252 | 0 | 0 | 4462.7518 | 617 | 34817.234 | 8136.4924 | 24058.9887 | 5214 | 386 | 1271.95 | 334.29 | 5223.8 | 1456.4189 | 280.0181 | 2568.6311 | 221.5972 | 6103.4242 | 1448.2043 | 2433.726 | 2613.02 | 304 | 161 | 168.3 | 170 | 0 | 7300.0496 | 0 | 2074.575 | 1108.09 | 2240.56 | 10930.32 | 6399.5 | 5000 | 2705.9 | 6600.9188 | 7499.9662 | 4146.1478 | 2193.2837 | 47.7975 | 357 | 19863.5633 | 1516
Wind Offshore | 0 | 0 | 0 | 2260 | 0 | 0 | 0 | 0 | 0 | 11105 | 336.3 | 0 | 583.4 | 604.8 | 0 | 1657.4 | 0 | 0 | 0 | 2015 | 0 | 0 | 0 | 0 | 25.2 | 0 | 37.21 | 83.7209 | 55.814 | 353.4884 | 130.2326 | 130.2326 | 0 | 0 | 0 | 0 | 0 | 0 | 6139 | 0 | 0 | 0 | 3.5 | 0 | 88 | 0 | 0 | 0 | 0 | 30 | 173 | 0 | 0 | 23237.47 | 0
Solar (Thermal) | 0 | 0 | 0 | 0 | 0 | 0 | 0 | 0 | 0 | 0 | 0 | 0 | 0 | 0 | 0 | 0 | 0 | 2300 | 0 | 0 | 0 | 70 | 0 | 0 | 0 | 0 | 0 | 0 | 0 | 80 | 0 | 170 | 0 | 0 | 20 | 0 | 0 | 0 | 0 | 0 | 0 | 0 | 0 | 0 | 64.5 | 0 | 0 | 0 | 0 | 0 | 0 | 0 | 0 | 0 | 0
Solar (Photovoltaic) | 245 | 5000.257 | 207.3 | 9210 | 0 | 2027.237 | 4820.2686 | 696 | 5159 | 88447.85 | 0 | 0 | 1531.1574 | 0 | 0 | 4328.8026 | 1060 | 33698.6 | 1872.7314 | 18184.99 | 6410.001 | 159.159 | 159.78 | 7162.8068 | 358 | 920.8287 | 2983.8265 | 7419.772 | 14529.3332 | 7488.4833 | 2631.6572 | 3980.4842 | 3527.3 | 644 | 91.03 | 20 | 263 | 253.2556 | 38682.7422 | 0 | 170 | 0 | 510 | 16049 | 6478.4832 | 4300 | 272 | 0 | 197.3471 | 2449.6611 | 1048.7471 | 1200 | 1088 | 20787.3731 | 296
Biofuel | 0 | 0 | 0 | 354.4 | 0 | 0 | 0 | 0 | 0 | 0 | 0 | 0 | 1201.2581 | 0 | 0 | 819.2546 | 328.2 | 0 | 1157.9 | 0 | 0 | 0 | 0 | 159.22 | 148.6 | 0 | 0 | 0 | 0 | 0 | 0 | 0 | 0 | 0 | 0 | 0 | 0 | 0 | 1733.76 | 0 | 0 | 0 | 0 | 664.836 | 0 | 0 | 0 | 0 | 0 | 0 | 95 | 0 | 165.3011 | 0 | 18
Others renewable | 0 | 614.2741 | 0 | 594.625 | 0 | 253 | 368.4749 | 12.1 | 687.8 | 11056.786 | 0 | 0 | 0 | 0 | 0 | 0 | 167.65 | 1090.0001 | 2624.82 | 2265 | 259.997 | 0 | 198 | 148.4057 | 65 | 165.36 | 1048.86 | 502.11 | 2140.39 | 413.3 | 93.95 | 85.06 | 209.89 | 108.3 | 124.0179 | 36.1333 | 31 | 0 | 415 | 0 | 0 | 0 | 0 | 1331.6544 | 943.4 | 126 | 30.24 | 198.7 | 743.57 | 2778.055 | 643.09 | 55.3438 | 373.8766 | 1995.4044 | 64
Batteries (Injection) | 0 | 33.3119 | 0 | 152 | 0 | 0 | 314.3653 | 0 | 219.7 | 2188.91 | 0 | 0 | 0 | 0 | 0 | 0 | 0 | 100 | 100 | 470 | 1000 | 0 | 50 | 141.235 | 501 | 246.24 | 177.58 | 633.92 | 1831.04 | 1377.88 | 1194.76 | 865.98 | 300 | 1 | 80 | 0 | 0 | 0 | 2439 | 0 | 0 | 0 | 0 | 0 | 0 | 240 | 0 | 0 | 0 | 0 | 0 | 286.8 | 80 | 9226.271 | 126
Batteries (Offtake) | 0 | 33.3119 | 0 | 152 | 0 | 0 | 314.3653 | 0 | 219.7 | 2188.91 | 0 | 0 | 0 | 0 | 0 | 0 | 0 | 100 | 100 | 470 | 1000 | 0 | 50 | 141.235 | 621 | 246.24 | 177.58 | 633.92 | 1831.04 | 1377.88 | 1194.76 | 865.98 | 200 | 1 | 80 | 0 | 0 | 0 | 2439 | 0 | 0 | 0 | 0 | 0 | 0 | 240 | 0 | 0 | 0 | 0 | 0 | 286.8 | 80 | 11071.5252 | 166
Demand Side Response capacity | 0 | 200 | 0 | 1882.2375 | 0 | 0 | 0 | 0 | 0 | 945.56 | 0 | 0 | 0 | 0 | 0 | 0 | 135 | 500 | 1889.6228 | 4200 | 100 | 0 | 57 | 0 | 736 | 21.5625 | 172.125 | 176.275 | 1165.5481 | 87.5625 | 8.75 | 25.4375 | 10 | 10 | 150 | 0 | 0 | 0 | 783 | 0 | 1883.2418 | 918.7271 | 4449.0614 | 0 | 0 | 0 | 0 | 170.4857 | 257.4 | 745.4571 | 210.6 | 50 | 0 | 2619.2593 | 0
Electrolyser | 0 | -14.2 | 0 | 0 | 0 | 0 | -96.0934 | 0 | -13.7 | -665 | 0 | 0 | -327 | 0 | 0 | -1762.5 | 0 | -600 | -204.6629 | -500 | 0 | 0 | 0 | 0 | 0 | 0 | 0 | 0 | 0 | 0 | 0 | 0 | 0 | -5 | 0 | 0 | 0 | 0 | -1973 | 0 | 0 | 0 | 0 | 0 | -450 | 0 | 0 | -624 | 0 | 0 | 0 | 0 | 0 | -3565.8391 | 0
* Net Generation capacities unless stated otherwhise, as of 1st of January of the Target Year
Energy Storage (MWh) | AL00 | AT00 | BA00 | BE00 | BEOF | BG00 | CH00 | CY00 | CZ00 | DE00 | DEKF | DKBH | DKE1 | DKKF | DKNS | DKW1 | EE00 | ES00 | FI00 | FR00 | GR00 | GR03 | HR00 | HU00 | IE00 | ITCA | ITCN | ITCS | ITN1 | ITS1 | ITSA | ITSI | LT00 | LUG1 | LV00 | ME00 | MK00 | MT00 | NL00 | NLLL | NOM1 | NON1 | NOS0 | PL00 | PT00 | RO00 | RS00 | SE01 | SE02 | SE03 | SE04 | SI00 | SK00 | UK00 | UKNI
Hydro - Pondage | 0 | 5332.957 | 1330 | 0 | 0 | 0 | 0 | 0 | 0 | 0 | 0 | 0 | 0 | 0 | 0 | 0 | 0 | 0 | 0 | 0 | 1000 | 0 | 3991 | 0 | 0 | 0 | 0 | 0 | 0 | 0 | 0 | 0 | 0 | 0 | 16000.4 | 0 | 0 | 0 | 0 | 0 | 0 | 0 | 0 | 0 | 3700 | 0 | 0 | 0 | 0 | 0 | 0 | 3350 | 11764.1796 | 0 | 0
Hydro - Reservoir | 1721680 | 769036.568 | 1711510 | 0 | 0 | 842860.8594 | 7843421.6938 | 0 | 2500 | 237217.0338 | 0 | 0 | 0 | 0 | 0 | 0 | 0 | 14775072.501 | 5530000 | 10000000 | 3560000 | 0 | 2045910 | 0 | 0 | 572400 | 187000 | 803360 | 3707000 | 153800 | 144400 | 0 | 0 | 0 | 0 | 460000 | 596957 | 0 | 0 | 0 | 7662972.1781 | 21006798.0637 | 43005253.508 | 750 | 1289600 | 2123865 | 646000 | 14426307 | 14798598.9 | 2635077 | 71350 | 475 | 17241.5451 | 0 | 0
Hydro - Pump Storage Open Loop | 0 | 1735913 | 3430 | 0 | 0 | 42142.5501 | 1107636.3636 | 0 | 2300 | 471229 | 0 | 0 | 0 | 0 | 0 | 0 | 0 | 5747860 | 0 | 90000 | 4500 | 0 | 18300 | 0 | 0 | 0 | 0 | 94990 | 194000 | 0 | 0 | 1000 | 0 | 0 | 0 | 0 | 0 | 0 | 0 | 0 | 369053.921 | 3126.1999 | 15080602.304 | 1310 | 2017900 | 1032800 | 0 | 0 | 0 | 0 | 0 | 0 | 48063.3949 | 0 | 0
Hydro - Pump Storage Closed Loop | 0 | 0 | 0 | 5800 | 0 | 227635.754 | 56000 | 0 | 3700 | 391579.7772 | 0 | 0 | 0 | 0 | 0 | 0 | 0 | 95435 | 0 | 10000 | 0 | 0 | 0 | 0 | 1720 | 0 | 0 | 4300 | 31300 | 0 | 7800 | 4600 | 10600 | 0 | 0 | 0 | 0 | 0 | 0 | 0 | 0 | 0 | 0 | 6350 | 0 | 0 | 388000 | 0 | 0 | 0 | 0 | 2596 | 7800 | 26380 | 0
Batteries | 0 | 49.9679 | 0 | 406.4 | 0 | 0 | 157.1827 | 0 | 290.2 | 4377.82 | 0 | 0 | 0 | 0 | 0 | 0 | 0 | 200 | 200 | 940 | 3000 | 0 | 438 | 395.458 | 1059 | 1828.56 | 710.32 | 2435.68 | 7284.16 | 10478.12 | 5711.44 | 6529.92 | 200 | 1 | 160 | 0 | 0 | 0 | 7458.8 | 0 | 0 | 0 | 0 | 0 | 0 | 480 | 0 | 0 | 0 | 0 | 0 | 527.6278 | 93.33 | 13305.999 | 120
Note on L24: [Threaded comment] Your version of Excel allows you to read this threaded comment; however, any edits to it will get removed if the file is opened in a newer version of Excel. Learn more: https://go.microsoft.com/fwlink/?linkid=870924 Comment: 1.2 GW removed since it is Power-to-heat modelled as DSR

## TY2028
Resource Capacities* (MW) | AL00 | AT00 | BA00 | BE00 | BEOF | BG00 | CH00 | CY00 | CZ00 | DE00 | DEKF | DKBH | DKE1 | DKKF | DKNS | DKW1 | EE00 | ES00 | FI00 | FR00 | GR00 | GR03 | HR00 | HU00 | IE00 | ITCA | ITCN | ITCS | ITN1 | ITS1 | ITSA | ITSI | LT00 | LUG1 | LV00 | ME00 | MK00 | MT00 | NL00 | NLLL | NOM1 | NON1 | NOS0 | PL00 | PT00 | RO00 | RS00 | SE01 | SE02 | SE03 | SE04 | SI00 | SK00 | UK00 | UKNI
Nuclear | 0 | 0 | 0 | 2077 | 0 | 2000 | 2930 | 0 | 4047.2 | 0 | 0 | 0 | 0 | 0 | 0 | 0 | 0 | 6106.36 | 4394 | 61761 | 0 | 0 | 0 | 1917 | 0 | 0 | 0 | 0 | 0 | 0 | 0 | 0 | 0 | 0 | 0 | 0 | 0 | 0 | 486 | 0 | 0 | 0 | 0 | 0 | 0 | 650 | 0 | 0 | 0 | 6883 | 0 | 696 | 2775.6373 | 4570 | 0
Lignite | 0 | 0 | 1748 | 0 | 0 | 2842 | 0 | 0 | 4971.8 | 14222 | 0 | 0 | 0 | 0 | 0 | 0 | 0 | 0 | 0 | 0 | 660 | 0 | 0 | 0 | 36.5 | 0 | 0 | 0 | 0 | 0 | 0 | 0 | 0 | 0 | 0 | 450 | 0 | 0 | 0 | 0 | 0 | 0 | 0 | 6961 | 0 | 0 | 4999.748 | 0 | 0 | 0 | 0 | 539 | 60.7972 | 0 | 0
Hard Coal | 0 | 0 | 0 | 0 | 0 | 0 | 0 | 0 | 45 | 5106.11 | 0 | 0 | 0 | 0 | 0 | 588.5 | 0 | 0 | 278.1 | 0 | 0 | 0 | 290 | 14.28 | 0 | 0 | 0 | 0 | 0 | 0 | 267 | 0 | 0 | 0 | 0 | 0 | 0 | 0 | 2670.99 | 0 | 0 | 0 | 0 | 11579.531 | 0 | 130 | 0 | 0 | 0 | 0 | 0 | 81 | 268.9257 | 0 | 0
Gas | 300 | 3263.12 | 0 | 5041.1 | 0 | 1580 | 0 | 1322.88 | 2041 | 33773.3039 | 0 | 0 | 310.4715 | 0 | 0 | 1363.902 | 250 | 24498.56 | 1044 | 7189 | 7687.362 | 0 | 1474 | 3374.4 | 4878.3565 | 3497.4 | 1077.1 | 7112.9 | 24234 | 3954 | 0 | 2756.29 | 1023 | 0 | 1077 | 0 | 759.5 | 336.3 | 13556.5 | 0 | 0 | 0 | 0 | 5817.7144 | 3829 | 5474.812 | 400.9 | 97 | 0 | 54 | 0 | 594 | 746.632 | 36568.7591 | 1989
Oil | 0 | 120 | 0 | 140 | 0 | 0 | 0 | 630.3 | 0 | 1885.33 | 0 | 0 | 596.1 | 0 | 0 | 197.8 | 502.8 | 0 | 0 | 971 | 0 | 408 | 303 | 495 | 188 | 0 | 0 | 0 | 0 | 0 | 0 | 0 | 0 | 0 | 0 | 0 | 0 | 215 | 0 | 0 | 0 | 0 | 0 | 0 | 0 | 0 | 0 | 0 | 0 | 95 | 0 | 0 | 133.278 | 515.0844 | 389
Others non-renewable | 0 | 845.24 | 0 | 1594 | 0 | 0 | 574.5797 | 0 | 1813.9 | 8000.12 | 0 | 0 | 0 | 0 | 0 | 0 | 134.952 | 4144.9207 | 470.5 | 4800 | 0 | 0 | 200 | 1083.4854 | 138 | 30 | 1154.13 | 882.69 | 4060.8 | 1150.71 | 228 | 1182.7 | 106.89 | 69 | 0 | 0 | 0 | 0 | 4053.75 | 0 | 20 | 195 | 50 | 6189.341 | 554 | 0 | 0 | 0 | 0 | 0 | 0 | 204.2757 | 126.3717 | 5802.4879 | 9
Hydro - Pondage (Turbine) | 0 | 1149.307 | 108.6 | 0 | 0 | 0 | 0 | 0 | 0 | 0 | 0 | 0 | 0 | 0 | 0 | 0 | 0 | 0 | 0 | 0 | 22.02 | 0 | 320.94 | 0 | 0 | 0 | 0 | 0 | 0 | 0 | 0 | 0 | 0 | 0 | 1592 | 0 | 0 | 0 | 0 | 0 | 0 | 0 | 0 | 0 | 266 | 0 | 0 | 0 | 0 | 0 | 0 | 1007.3 | 202.88 | 0 | 0
Hydro - Run of River (Turbine) | 503.672 | 4922.7258 | 40.8 | 142.602 | 0 | 535.51 | 4215 | 0 | 431.63 | 3933.9 | 0 | 0 | 0 | 0 | 0 | 0 | 0 | 3174.437 | 0 | 13600 | 329.98 | 0 | 63.14 | 64.203 | 215 | 125.385 | 293.62 | 675.1725 | 5710.5631 | 50.03 | 81.905 | 91.925 | 126.2 | 40 | 0 | 39.671 | 221.5 | 0 | 37 | 0 | 1173.4856 | 716.7924 | 5505.3527 | 367.31 | 505 | 3337.544 | 2123.82 | 0 | 0 | 0 | 0 | 128.0744 | 1423.3121 | 2183.1396 | 0
Hydro - Reservoir (Turbine) | 1821.744 | 2787.129 | 1906 | 0 | 0 | 1281.3 | 8265.5 | 0 | 517.54 | 819 | 0 | 0 | 0 | 0 | 0 | 0 | 0 | 11414.19 | 3236.608 | 9724 | 2743.7 | 0 | 1568.09 | 0 | 0 | 701.284 | 389.27 | 1005.116 | 6344.974 | 178.27 | 153.3975 | 0 | 0 | 0 | 0 | 1058.4 | 538.6 | 0 | 0 | 0 | 3181.9882 | 4730.492 | 18325.8804 | 427.48 | 3765.5 | 2547.584 | 434.27 | 5444 | 7650.1 | 2286 | 237.1 | 21.4 | 21.28 | 0 | 0
Hydro - Pump Storage Open Loop (Turbine) | 0 | 4647.5 | 440 | 0 | 0 | 535 | 2440.125 | 0 | 561.975 | 2144.1 | 0 | 0 | 0 | 0 | 0 | 0 | 0 | 2683.32 | 0 | 1850 | 699 | 0 | 281.4 | 0 | 0 | 0 | 0 | 763 | 2774.858 | 0 | 0 | 80 | 0 | 0 | 0 | 0 | 0 | 0 | 0 | 0 | 59.82 | 0 | 649.5 | 216.26 | 3839.4 | 809.944 | 0 | 0 | 0 | 0 | 0 | 0 | 276.2 | 0 | 0
Hydro - Pump Storage Closed Loop (Turbine) | 0 | 450 | 0 | 1305 | 0 | 864 | 1900 | 0 | 688.05 | 7009.84 | 0 | 0 | 0 | 0 | 0 | 0 | 0 | 3331.4 | 0 | 1950 | 680 | 0 | 0 | 0 | 292 | 0 | 0 | 1000 | 2430.2 | 0 | 240 | 500 | 938 | 0 | 0 | 0 | 0 | 0 | 0 | 0 | 0 | 0 | 0 | 1333.35 | 0 | 0 | 614 | 0 | 0 | 0 | 0 | 180 | 760 | 2744 | 0
Hydro - Pump Storage Open Loop (Pumping) | 0 | -4572.92 | -440 | 0 | 0 | -148 | -1834.6667 | 0 | -518.5 | -1861 | 0 | 0 | 0 | 0 | 0 | 0 | 0 | -2424.0056 | 0 | -1850 | -735 | 0 | -246.9 | 0 | 0 | 0 | 0 | -333 | -1831 | 0 | 0 | -58 | 0 | 0 | 0 | 0 | 0 | 0 | 0 | 0 | -75.8 | -1.98 | -682.008 | -172 | -3586.4 | -91.5 | 0 | 0 | 0 | 0 | 0 | 0 | -178.28 | 0 | 0
Hydro - Pump Storage Closed Loop (Pumping) | 0 | -450 | 0 | -1226.76 | 0 | -784 | -1900 | 0 | -664 | -7166.6 | 0 | 0 | 0 | 0 | 0 | 0 | 0 | -3141.03 | 0 | -1950 | -710 | 0 | 0 | 0 | -292 | 0 | 0 | -985 | -2377 | 0 | -242 | -570 | -900 | 0 | 0 | 0 | 0 | 0 | 0 | 0 | 0 | 0 | 0 | -1486 | 0 | 0 | -560 | 0 | 0 | 0 | 0 | -185 | -690 | -2684 | 0
Wind Onshore | 170 | 7600.001 | 786.6 | 4588 | 0 | 948 | 271.8182 | 187.5 | 822.7 | 95749.35 | 0 | 0 | 1057.6106 | 0 | 0 | 5716.4064 | 721 | 37520.154 | 14568.7423 | 29458.9997 | 5966 | 634 | 1441.95 | 334.29 | 5583.8 | 1664.2594 | 366.4073 | 2894.6524 | 257.8389 | 7228.1697 | 1695.2817 | 2744.6904 | 4150.02 | 393 | 189 | 168.3 | 210 | 0 | 8380.0496 | 0 | 2074.575 | 1108.09 | 2240.56 | 12417.62 | 7877.5 | 5500 | 4812.15 | 7719.3844 | 8910.197 | 4409.4265 | 2462.3271 | 92.5851 | 572 | 26813.6635 | 1516
Wind Offshore | 0 | 0 | 0 | 2260 | 0 | 0 | 0 | 0 | 0 | 15185 | 336.3 | 0 | 923.4 | 604.8 | 0 | 2722.4 | 0 | 500 | 0 | 3615 | 0 | 0 | 0 | 0 | 3025.2 | 0 | 216.61 | 487.3754 | 324.9169 | 2057.8073 | 758.1395 | 758.1395 | 700 | 0 | 300 | 0 | 0 | 0 | 7911 | 0 | 0 | 0 | 3.5 | 5932.5 | 191.5 | 0 | 0 | 0 | 0 | 30 | 430.1429 | 0 | 0 | 36297.47 | 0
Solar (Thermal) | 0 | 0 | 0 | 0 | 0 | 0 | 0 | 50 | 0 | 0 | 0 | 0 | 0 | 0 | 0 | 0 | 0 | 2350 | 0 | 0 | 0 | 137 | 0 | 0 | 0 | 0 | 0 | 0 | 0 | 80 | 0 | 170 | 0 | 0 | 50 | 0 | 0 | 0 | 0 | 0 | 0 | 0 | 0 | 0 | 212.5 | 0 | 0 | 0 | 0 | 0 | 0 | 0 | 0 | 0 | 0
Solar (Photovoltaic) | 450 | 9200.257 | 454.8 | 11850 | 0 | 2885.237 | 7470.2686 | 802 | 10083.1 | 159684.7 | 0 | 0 | 3616.0828 | 0 | 0 | 9356.1972 | 1100 | 51462.127 | 6192.6466 | 33429 | 10503.001 | 400 | 720.18 | 9617.9687 | 988 | 1292.25 | 3935.4565 | 11470.5126 | 18666.3719 | 12128.9697 | 4532.5519 | 6765.3069 | 4050.3 | 989 | 123.03 | 20 | 313 | 280.2041 | 51063.3494 | 0 | 500 | 0 | 1500 | 20613.18 | 11165.4498 | 6700 | 794.85 | 0 | 299.7511 | 3720.7976 | 1592.945 | 2200 | 1250 | 28507.5337 | 296
Biofuel | 0 | 0 | 0 | 354.4 | 0 | 0 | 0 | 0 | 0 | 0 | 0 | 0 | 1194.8881 | 0 | 0 | 800.4649 | 328.2 | 0 | 1157.9 | 0 | 0 | 0 | 0 | 159.22 | 148.6 | 0 | 0 | 0 | 0 | 0 | 0 | 0 | 0 | 0 | 0 | 0 | 0 | 0 | 1733.76 | 0 | 0 | 0 | 0 | 727.659 | 0 | 0 | 0 | 0 | 0 | 0 | 95 | 0 | 144.8011 | 0 | 18
Others renewable | 0 | 702.0964 | 0 | 614.625 | 0 | 282 | 397.9429 | 12.1 | 707.5 | 12056.636 | 0 | 0 | 0 | 0 | 0 | 0 | 167.65 | 1474.0002 | 2624.82 | 2340 | 362.997 | 0 | 198 | 223.2437 | 65 | 165.36 | 1048.86 | 502.11 | 2140.39 | 413.3 | 93.95 | 85.06 | 210.154 | 116.3 | 139.0179 | 43.8533 | 31 | 0 | 415 | 0 | 0 | 0 | 0 | 2026.0807 | 986.7 | 129.9978 | 130.99 | 198.7 | 743.57 | 2818.055 | 643.09 | 58.8595 | 397.1493 | 2249.3113 | 64
Batteries (Injection) | 0 | 51.5558 | 0 | 403.7504 | 0 | 1600 | 759.6883 | 0 | 493.2 | 2783.91 | 0 | 0 | 0 | 0 | 0 | 0 | 0 | 500 | 300 | 470 | 3580 | 150 | 62 | 360.16 | 582 | 546.59 | 296.24 | 1463.06 | 2549.12 | 3079.11 | 1553.81 | 1928.39 | 1050 | 10 | 80 | 0 | 0 | 0 | 6574.2 | 0 | 0 | 0 | 0 | 0 | 0 | 330 | 0 | 5.2686 | 5.4137 | 78.6667 | 34.3125 | 486.8 | 170 | 12199.387 | 91
Batteries (Offtake) | 0 | 51.5558 | 0 | 403.7504 | 0 | 1500 | 759.6883 | 0 | 493.2 | 2783.91 | 0 | 0 | 0 | 0 | 0 | 0 | 0 | 500 | 300 | 470 | 3580 | 150 | 62 | 360.16 | 737 | 546.59 | 296.24 | 1463.06 | 2549.12 | 3079.11 | 1553.81 | 1928.39 | 200 | 10 | 80 | 0 | 0 | 0 | 6574.2 | 0 | 0 | 0 | 0 | 0 | 0 | 330 | 0 | 5.2686 | 5.4137 | 78.6667 | 34.3125 | 486.8 | 170 | 14639.2644 | 166
Demand Side Response capacity | 0 | 380 | 0 | 2601.4427 | 0 | 0 | 0 | 0 | 0 | 3430.93 | 0 | 0 | 0 | 0 | 0 | 0 | 173 | 500 | 3563.6781 | 6500 | 170 | 0 | 57 | 0 | 667 | 33.825 | 198.45 | 201.91 | 1446.0193 | 103.425 | 10.7 | 40.175 | 28 | 20 | 150 | 0 | 0 | 0 | 1325.4 | 0 | 1975.8242 | 1305.0595 | 5360.5998 | 0 | 0 | 0 | 0 | 196.7143 | 297 | 860.1429 | 243 | 50 | 0 | 4919.1738 | 0
Electrolyser | 0 | -14.2 | 0 | -224 | 0 | 0 | -190.7945 | 0 | -155.4 | -7059.25 | 0 | 0 | -447 | 0 | 0 | -2625.5 | 0 | -2300 | -1347.6035 | -3500 | 0 | 0 | 0 | 0 | 0 | 0 | 0 | 0 | 0 | 0 | 0 | 0 | 0 | -5 | 0 | 0 | 0 | 0 | -4520 | 0 | 0 | 0 | -138 | 0 | -1040 | -300 | 0 | -4120.3856 | -24.479 | -80.3803 | -24.3551 | 0 | -100.7514 | -5642.9974 | 0
* Net Generation capacities unless stated otherwhise, as of 1st of January of the Target Year
Energy Storage (MWh) | AL00 | AT00 | BA00 | BE00 | BEOF | BG00 | CH00 | CY00 | CZ00 | DE00 | DEKF | DKBH | DKE1 | DKKF | DKNS | DKW1 | EE00 | ES00 | FI00 | FR00 | GR00 | GR03 | HR00 | HU00 | IE00 | ITCA | ITCN | ITCS | ITN1 | ITS1 | ITSA | ITSI | LT00 | LUG1 | LV00 | ME00 | MK00 | MT00 | NL00 | NLLL | NOM1 | NON1 | NOS0 | PL00 | PT00 | RO00 | RS00 | SE01 | SE02 | SE03 | SE04 | SI00 | SK00 | UK00 | UKNI
Hydro - Pondage | 0 | 5332.957 | 1330 | 0 | 0 | 0 | 0 | 0 | 0 | 0 | 0 | 0 | 0 | 0 | 0 | 0 | 0 | 0 | 0 | 0 | 1000 | 0 | 3991 | 0 | 0 | 0 | 0 | 0 | 0 | 0 | 0 | 0 | 0 | 0 | 16000.4 | 0 | 0 | 0 | 0 | 0 | 0 | 0 | 0 | 0 | 3700 | 0 | 0 | 0 | 0 | 0 | 0 | 3350 | 11764.1796 | 0 | 0
Hydro - Reservoir | 1721680 | 769036.568 | 1711510 | 0 | 0 | 842860.8594 | 7881956.8784 | 0 | 1855 | 237217.0338 | 0 | 0 | 0 | 0 | 0 | 0 | 0 | 14775072.501 | 5530000 | 10000000 | 4044000 | 0 | 2045910 | 0 | 0 | 572400 | 187000 | 803360 | 3707000 | 153800 | 144400 | 0 | 0 | 0 | 0 | 582400 | 596957 | 0 | 0 | 0 | 7662972.1781 | 21163310.3993 | 43005253.508 | 750 | 1289600 | 2294865 | 646000 | 14426307 | 14798598.9 | 2635077 | 71350 | 475 | 17241.5451 | 0 | 0
Hydro - Pump Storage Open Loop | 0 | 1737413 | 3430 | 0 | 0 | 42142.5501 | 1159454.5455 | 0 | 2945 | 471229 | 0 | 0 | 0 | 0 | 0 | 0 | 0 | 5747860 | 0 | 90000 | 4500 | 0 | 18300 | 0 | 0 | 0 | 0 | 94990 | 194000 | 0 | 0 | 1000 | 0 | 0 | 0 | 0 | 0 | 0 | 0 | 0 | 369053.921 | 3126.1999 | 15080602.304 | 1310 | 2017900 | 1032800 | 0 | 0 | 0 | 0 | 0 | 0 | 48063.3949 | 0 | 0
Hydro - Pump Storage Closed Loop | 0 | 1800 | 0 | 5800 | 0 | 227635.754 | 56000 | 0 | 3700 | 391579.7772 | 0 | 0 | 0 | 0 | 0 | 0 | 0 | 101221 | 0 | 10000 | 3500 | 0 | 0 | 0 | 1720 | 0 | 0 | 4300 | 31300 | 3600 | 7800 | 4600 | 10600 | 0 | 0 | 0 | 0 | 0 | 0 | 0 | 0 | 0 | 0 | 6350 | 0 | 0 | 388000 | 0 | 0 | 0 | 0 | 3520 | 8400 | 26380 | 0
Batteries | 0 | 77.3337 | 0 | 1366.6238 | 0 | 6000 | 379.8442 | 0 | 651.5 | 5567.82 | 0 | 0 | 0 | 0 | 0 | 0 | 0 | 1000 | 600 | 940 | 10740 | 450 | 474 | 1008.448 | 1558 | 4126.64 | 1184.96 | 7952.24 | 10156.48 | 23824.12 | 8484.56 | 14765.36 | 200 | 10 | 160 | 0 | 0 | 0 | 18821.84 | 0 | 0 | 0 | 0 | 0 | 0 | 660 | 0 | 15.8059 | 16.2412 | 236.0002 | 102.9375 | 886.0722 | 426.66 | 17709.848 | 105
Note on L24: [Threaded comment] Your version of Excel allows you to read this threaded comment; however, any edits to it will get removed if the file is opened in a newer version of Excel. Learn more: https://go.microsoft.com/fwlink/?linkid=870924 Comment: 10.2 GW removed since it is Power-to-heat modelled as DSR

## TY2030
Resource Capacities* (MW) | AL00 | AT00 | BA00 | BE00 | BEOF | BG00 | CH00 | CY00 | CZ00 | DE00 | DEKF | DKBH | DKE1 | DKKF | DKNS | DKW1 | EE00 | ES00 | FI00 | FR00 | GR00 | GR03 | HR00 | HU00 | IE00 | ITCA | ITCN | ITCS | ITN1 | ITS1 | ITSA | ITSI | LT00 | LUG1 | LV00 | ME00 | MK00 | MT00 | NL00 | NLLL | NOM1 | NON1 | NOS0 | PL00 | PT00 | RO00 | RS00 | SE01 | SE02 | SE03 | SE04 | SI00 | SK00 | UK00 | UKNI
Nuclear | 0 | 0 | 0 | 2077 | 0 | 2000 | 1190 | 0 | 4047.2 | 0 | 0 | 0 | 0 | 0 | 0 | 0 | 0 | 5100.36 | 4394 | 61761 | 0 | 0 | 0 | 3097 | 0 | 0 | 0 | 0 | 0 | 0 | 0 | 0 | 0 | 0 | 0 | 0 | 0 | 0 | 486 | 0 | 0 | 0 | 0 | 0 | 0 | 1739 | 0 | 0 | 0 | 6883 | 0 | 696 | 2814.6373 | 5510 | 0
Lignite | 0 | 0 | 1748 | 0 | 0 | 2504 | 0 | 0 | 4745.8 | 0 | 0 | 0 | 0 | 0 | 0 | 0 | 0 | 0 | 0 | 0 | 0 | 0 | 0 | 0 | 36.5 | 0 | 0 | 0 | 0 | 0 | 0 | 0 | 0 | 0 | 0 | 450 | 0 | 0 | 0 | 0 | 0 | 0 | 0 | 6520 | 0 | 0 | 4999.748 | 0 | 0 | 0 | 0 | 539 | 60.7972 | 0 | 0
Hard Coal | 0 | 0 | 0 | 0 | 0 | 0 | 0 | 0 | 45 | 0 | 0 | 0 | 0 | 0 | 0 | 178.5 | 0 | 0 | 206.1 | 0 | 0 | 0 | 290 | 0 | 0 | 0 | 0 | 0 | 0 | 0 | 0 | 0 | 0 | 0 | 0 | 0 | 0 | 0 | 0 | 0 | 0 | 0 | 0 | 11579.531 | 0 | 130 | 0 | 0 | 0 | 0 | 0 | 81 | 268.9257 | 0 | 0
Gas | 300 | 3260.29 | 0 | 4622.1 | 0 | 1980 | 0 | 1322.88 | 2627.5 | 35504.3039 | 0 | 0 | 308.7311 | 0 | 0 | 1284.6657 | 250 | 24498.56 | 999 | 7189 | 7687.362 | 0 | 1474 | 3214.4 | 5818.3565 | 3497.4 | 1077.1 | 7112.9 | 24234 | 3954 | 0 | 2756.29 | 1023 | 0 | 1077 | 0 | 759.5 | 486.3 | 12700.5 | 0 | 0 | 0 | 0 | 5817.7144 | 2839 | 5474.812 | 400.9 | 97 | 0 | 54 | 0 | 594 | 746.632 | 35214.2243 | 1989
Oil | 0 | 120 | 0 | 140 | 0 | 0 | 0 | 285.3 | 0 | 1885.33 | 0 | 0 | 596.1 | 0 | 0 | 165.8 | 502.8 | 0 | 0 | 971 | 0 | 408 | 303 | 495 | 188 | 0 | 0 | 0 | 0 | 0 | 0 | 0 | 0 | 0 | 0 | 0 | 0 | 215 | 0 | 0 | 0 | 0 | 0 | 0 | 0 | 0 | 0 | 0 | 0 | 0 | 0 | 0 | 133.278 | 275.4616 | 389
Others non-renewable | 0 | 845.24 | 0 | 1594 | 0 | 0 | 566.5991 | 0 | 1709.2 | 7280.02 | 0 | 0 | 0 | 0 | 0 | 0 | 134.952 | 3980.011 | 390.5 | 4400 | 0 | 0 | 200 | 1101.4084 | 138 | 30 | 1154.13 | 882.69 | 4060.8 | 1150.71 | 185 | 1182.7 | 106.89 | 69 | 0 | 0 | 0 | 0 | 3988.75 | 0 | 20 | 195 | 50 | 5614.321 | 465 | 0 | 0 | 0 | 0 | 0 | 0 | 217.0009 | 134.3717 | 8648.1931 | 9
Hydro - Pondage (Turbine) | 0 | 1149.307 | 108.6 | 0 | 0 | 0 | 0 | 0 | 0 | 0 | 0 | 0 | 0 | 0 | 0 | 0 | 0 | 0 | 0 | 0 | 22.02 | 0 | 320.94 | 0 | 0 | 0 | 0 | 0 | 0 | 0 | 0 | 0 | 0 | 0 | 1592 | 0 | 0 | 0 | 0 | 0 | 0 | 0 | 0 | 0 | 266 | 0 | 0 | 0 | 0 | 0 | 0 | 1052.3 | 202.88 | 0 | 0
Hydro - Run of River (Turbine) | 603.672 | 5228.6258 | 40.8 | 148.202 | 0 | 535.51 | 4215 | 0 | 431.63 | 3933.9 | 0 | 0 | 0 | 0 | 0 | 0 | 0 | 3424.6656 | 0 | 13600 | 360.98 | 0 | 63.14 | 64.203 | 215 | 125.385 | 293.62 | 675.1725 | 5710.5631 | 50.03 | 81.905 | 91.925 | 126.2 | 42 | 0 | 78.853 | 230.5 | 0 | 37 | 0 | 1183.9845 | 726.911 | 5557.0488 | 367.31 | 505 | 3366.474 | 2131.82 | 0 | 0 | 0 | 0 | 128.3659 | 1425.3015 | 2219.4711 | 0
Hydro - Reservoir (Turbine) | 2031.744 | 2787.129 | 1906 | 0 | 0 | 1281.3 | 8530 | 0 | 517.54 | 819 | 0 | 0 | 0 | 0 | 0 | 0 | 0 | 11414.19 | 3236.608 | 9847 | 2743.7 | 0 | 1948.09 | 0 | 0 | 701.284 | 389.27 | 1005.116 | 6344.974 | 178.27 | 153.3975 | 0 | 0 | 0 | 0 | 1058.4 | 728.6 | 0 | 0 | 0 | 3206.4639 | 4754.081 | 19689.3983 | 427.48 | 3765.5 | 2561.854 | 434.27 | 5444 | 7650.1 | 2286 | 237.1 | 21.4 | 21.28 | 0 | 0
Hydro - Pump Storage Open Loop (Turbine) | 0 | 5607.5 | 440 | 0 | 0 | 535 | 2460 | 0 | 653.55 | 2144.1 | 0 | 0 | 0 | 0 | 0 | 0 | 0 | 4223.32 | 0 | 1850 | 699 | 0 | 281.4 | 0 | 0 | 0 | 0 | 763 | 2774.858 | 0 | 0 | 80 | 0 | 0 | 0 | 0 | 0 | 0 | 0 | 0 | 59.82 | 0 | 649.5 | 216.26 | 3839.4 | 809.944 | 0 | 0 | 0 | 0 | 0 | 0 | 276.2 | 0 | 0
Hydro - Pump Storage Closed Loop (Turbine) | 0 | 450 | 0 | 1305 | 0 | 864 | 1900 | 0 | 688.05 | 7009.84 | 0 | 0 | 0 | 0 | 0 | 0 | 0 | 5304.4853 | 0 | 1950 | 680 | 0 | 0 | 0 | 592 | 0 | 0 | 1000 | 2430.2 | 0 | 240 | 500 | 938 | 0 | 0 | 0 | 0 | 0 | 0 | 0 | 0 | 0 | 0 | 1333.35 | 0 | 0 | 1314 | 0 | 0 | 0 | 0 | 180 | 760 | 2744 | 0
Hydro - Pump Storage Open Loop (Pumping) | 0 | -5532.92 | -440 | 0 | 0 | -148 | -1890 | 0 | -599 | -1861 | 0 | 0 | 0 | 0 | 0 | 0 | 0 | -3964.0056 | 0 | -1850 | -735 | 0 | -246.9 | 0 | 0 | 0 | 0 | -333 | -1831 | 0 | 0 | -58 | 0 | 0 | 0 | 0 | 0 | 0 | 0 | 0 | -75.8 | -1.98 | -682.008 | -172 | -3586.4 | -91.5 | 0 | 0 | 0 | 0 | 0 | 0 | -178.28 | 0 | 0
Hydro - Pump Storage Closed Loop (Pumping) | 0 | -450 | 0 | -1226.76 | 0 | -784 | -1900 | 0 | -664 | -7166.6 | 0 | 0 | 0 | 0 | 0 | 0 | 0 | -5204.59 | 0 | -1950 | -710 | 0 | 0 | 0 | -592 | 0 | 0 | -985 | -2377 | 0 | -242 | -570 | -900 | 0 | 0 | 0 | 0 | 0 | 0 | 0 | 0 | 0 | 0 | -1486 | 0 | 0 | -1231.6 | 0 | 0 | 0 | 0 | -185 | -690 | -2684 | 0
Wind Onshore | 280 | 9000.001 | 786.6 | 5248 | 0 | 948 | 310 | 197.5 | 958.3 | 115000.7 | 0 | 0 | 1155.3842 | 0 | 0 | 6150.2278 | 861 | 48317.494 | 25992.4712 | 31299.9997 | 6300 | 800 | 1441.95 | 334.29 | 8952.8 | 1802.8198 | 424 | 3112 | 282 | 7978 | 1860 | 2952 | 5000.02 | 453 | 237 | 254.2 | 410 | 0 | 9100.0496 | 0 | 2424.575 | 1108.09 | 2240.56 | 13767.84 | 8699.5 | 6000 | 4812.15 | 7161.086 | 8280.4477 | 3868.2233 | 2222.9385 | 122.4435 | 715 | 29733.1752 | 2466
Wind Offshore | 0 | 0 | 0 | 4360 | 1400 | 0 | 0 | 0 | 0 | 30185 | 336.3 | 3000 | 1923.4 | 604.8 | 0 | 2722.4 | 0 | 2800 | 1250 | 3875 | 2700 | 0 | 0 | 0 | 5025.2 | 0 | 400 | 900 | 600 | 3800 | 1400 | 1400 | 1400 | 0 | 500 | 0 | 0 | 0 | 14542.5 | 2000 | 0 | 0 | 3003.5 | 9644 | 246.5 | 1000 | 0 | 0 | 0 | 1400 | 4200 | 0 | 0 | 51967.47 | 100
Solar (Thermal) | 0 | 0 | 0 | 0 | 0 | 0 | 0 | 50 | 0 | 0 | 0 | 0 | 0 | 0 | 0 | 0 | 0 | 3800 | 0 | 0 | 0 | 137 | 0 | 0 | 0 | 0 | 0 | 0 | 0 | 440.0002 | 0 | 439.9994 | 0 | 0 | 70 | 0 | 0 | 0 | 0 | 0 | 0 | 0 | 0 | 0 | 282.5 | 0 | 0 | 0 | 0 | 0 | 0 | 0 | 0 | 0 | 0
Solar (Photovoltaic) | 600 | 12000.257 | 454.8 | 13610 | 0 | 3458.237 | 9770.2686 | 852 | 11405.7 | 215002 | 0 | 0 | 4884.94 | 0 | 0 | 12859.47 | 1160 | 64848.127 | 10695.1872 | 42282.19 | 13363.001 | 500 | 720.18 | 9917.691 | 7987 | 1604.5971 | 4720.9626 | 14872.503 | 22015.8944 | 16091.4175 | 6157.4708 | 9137.6983 | 5000.3 | 1236 | 146.03 | 31.5 | 630 | 281.5793 | 59317.0875 | 0 | 1000 | 0 | 3000 | 21663.41 | 11675.448 | 8300 | 794.85 | 0 | 333.8862 | 4851.6922 | 2116.1889 | 2750 | 1500 | 34425.4224 | 617
Biofuel | 0 | 0 | 0 | 354.4 | 0 | 0 | 0 | 0 | 0 | 0 | 0 | 0 | 1194.8881 | 0 | 0 | 769.2432 | 328.2 | 0 | 989.9 | 0 | 0 | 0 | 0 | 102.1 | 148.6 | 0 | 0 | 0 | 0 | 0 | 0 | 0 | 0 | 0 | 0 | 0 | 0 | 0 | 392.75 | 0 | 0 | 0 | 0 | 727.659 | 0 | 0 | 0 | 0 | 0 | 0 | 0 | 0 | 144.8011 | 0 | 18
Others renewable | 0 | 760.6446 | 0 | 614.625 | 0 | 302 | 425.8891 | 12.1 | 654.8 | 13067.586 | 0 | 0 | 0 | 0 | 0 | 0 | 167.65 | 1730.0002 | 2624.82 | 2390 | 430.997 | 0 | 198 | 223.2437 | 70 | 165.36 | 1048.86 | 502.11 | 2140.39 | 413.3 | 93.95 | 85.06 | 209.89 | 121.3 | 159.0179 | 49 | 31 | 0 | 415 | 0 | 0 | 0 | 0 | 2155.0537 | 994.7 | 137 | 130.99 | 198.7 | 743.57 | 2818.055 | 698.09 | 61.2033 | 401.1493 | 2307.9505 | 77
Batteries (Injection) | 0 | 67.7576 | 0 | 594.3584 | 0 | 1600 | 1221.2836 | 0 | 637.3 | 3200.4 | 0 | 0 | 0 | 0 | 0 | 160 | 0 | 2500 | 1000 | 470 | 5300 | 300 | 70 | 380.16 | 512 | 783 | 380 | 1660.1 | 3056 | 4425.5 | 1837 | 2767 | 1200 | 25 | 80 | 0 | 0 | 0 | 9331 | 0 | 0 | 0 | 0 | 0 | 0 | 400 | 0 | 11.5427 | 11.1295 | 161.7231 | 70.5396 | 606.8 | 266 | 15065.542 | 441
Batteries (Offtake) | 0 | 67.7576 | 0 | 594.3584 | 0 | 1500 | 1221.2836 | 0 | 637.3 | 3200.4 | 0 | 0 | 0 | 0 | 0 | 160 | 0 | 2500 | 1000 | 470 | 5300 | 300 | 70 | 380.16 | 737 | 783 | 380 | 1660.1 | 3056 | 4425.5 | 1837 | 2767 | 200 | 25 | 80 | 0 | 0 | 0 | 9331 | 0 | 0 | 0 | 0 | 0 | 0 | 400 | 0 | 11.5427 | 11.1295 | 161.7231 | 70.5396 | 606.8 | 266 | 18078.6504 | 516
Demand Side Response capacity | 0 | 700 | 0 | 2829.6606 | 0 | 0 | 0 | 0 | 0 | 4999.8 | 0 | 0 | 0 | 0 | 0 | 0 | 198 | 1000 | 4640.8316 | 4999.4 | 250 | 0 | 57 | 0 | 667 | 42 | 216 | 219 | 1633 | 114 | 12 | 50 | 40 | 45 | 150 | 0 | 0 | 0 | 1687 | 0 | 2037.5458 | 1562.6145 | 5968.2921 | 0 | 0 | 0 | 0 | 214.2 | 323.4 | 936.6 | 264.6 | 55 | 0 | 7438.9147 | 0
Electrolyser | 0 | -1000.2 | 0 | -373 | 0 | 0 | -262.6499 | 0 | -281 | -12788.5 | 0 | 0 | -1287 | 0 | 0 | -3587 | 0 | -10000 | -8727.2727 | -5500 | -1200 | 0 | 0 | 0 | 0 | 0 | -200 | -550 | -1300 | -900 | -550 | -1500 | 0 | -50 | 0 | 0 | 0 | 0 | -6218 | 0 | 0 | 0 | -230 | 0 | -1250 | -500 | 0 | -6451.3093 | -40.7984 | -133.9671 | -40.5919 | 0 | -130.6415 | -8017.5814 | 0
* Net Generation capacities unless stated otherwhise, as of 1st of January of the Target Year
Energy Storage (MWh) | AL00 | AT00 | BA00 | BE00 | BEOF | BG00 | CH00 | CY00 | CZ00 | DE00 | DEKF | DKBH | DKE1 | DKKF | DKNS | DKW1 | EE00 | ES00 | FI00 | FR00 | GR00 | GR03 | HR00 | HU00 | IE00 | ITCA | ITCN | ITCS | ITN1 | ITS1 | ITSA | ITSI | LT00 | LUG1 | LV00 | ME00 | MK00 | MT00 | NL00 | NLLL | NOM1 | NON1 | NOS0 | PL00 | PT00 | RO00 | RS00 | SE01 | SE02 | SE03 | SE04 | SI00 | SK00 | UK00 | UKNI
Hydro - Pondage | 0 | 5332.957 | 1330 | 0 | 0 | 0 | 0 | 0 | 0 | 0 | 0 | 0 | 0 | 0 | 0 | 0 | 0 | 0 | 0 | 0 | 1000 | 0 | 3991 | 0 | 0 | 0 | 0 | 0 | 0 | 0 | 0 | 0 | 0 | 0 | 16000.4 | 0 | 0 | 0 | 0 | 0 | 0 | 0 | 0 | 0 | 3700 | 0 | 0 | 0 | 0 | 0 | 0 | 3360 | 11764.1796 | 0 | 0
Hydro - Reservoir | 1721680 | 769036.568 | 1795910 | 0 | 0 | 842860.8594 | 7911953.2678 | 0 | 1855 | 237217.0338 | 0 | 0 | 0 | 0 | 0 | 0 | 0 | 14775072.501 | 5530000 | 10000000 | 4044000 | 0 | 2045910 | 0 | 0 | 572400 | 187000 | 803360 | 3707000 | 153800 | 144400 | 0 | 0 | 0 | 0 | 582400 | 628337 | 0 | 0 | 0 | 7662972.1781 | 21206557.0689 | 43005253.508 | 750 | 1289600 | 2339965 | 646000 | 14426307 | 14798598.9 | 2635077 | 71350 | 475 | 17241.5451 | 0 | 0
Hydro - Pump Storage Open Loop | 0 | 1746653 | 3430 | 0 | 0 | 42142.5501 | 1194000 | 0 | 2945 | 471229 | 0 | 0 | 0 | 0 | 0 | 0 | 0 | 5763860 | 0 | 90000 | 4500 | 0 | 18300 | 0 | 0 | 0 | 0 | 94990 | 194000 | 0 | 0 | 1000 | 0 | 0 | 0 | 0 | 0 | 0 | 0 | 0 | 369053.921 | 3126.1999 | 15080602.304 | 1310 | 2017900 | 1032800 | 0 | 0 | 0 | 0 | 0 | 0 | 48063.3949 | 0 | 0
Hydro - Pump Storage Closed Loop | 0 | 3600 | 0 | 5800 | 0 | 227635.754 | 56000 | 0 | 3700 | 391579.7772 | 0 | 0 | 0 | 0 | 0 | 0 | 0 | 101221 | 0 | 10000 | 3500 | 0 | 0 | 0 | 3520 | 0 | 0 | 13900 | 31300 | 3600 | 7800 | 4600 | 10600 | 0 | 0 | 0 | 0 | 0 | 0 | 0 | 0 | 0 | 0 | 6350 | 0 | 0 | 498000 | 0 | 0 | 0 | 0 | 3520 | 8400 | 26380 | 0
Batteries | 0 | 101.6363 | 0 | 2046.2908 | 0 | 6000 | 610.6418 | 0 | 842 | 6400.8 | 0 | 0 | 0 | 0 | 0 | 2000 | 0 | 5000 | 2000 | 940 | 15900 | 900 | 498 | 1064.448 | 1523 | 5944 | 1520 | 8740.4 | 12184 | 34409 | 10680 | 21288 | 200 | 25 | 160 | 0 | 0 | 0 | 26397.2 | 0 | 0 | 0 | 0 | 0 | 0 | 800 | 0 | 34.628 | 33.3886 | 485.1692 | 211.6189 | 1102.0722 | 676.66 | 23375.526 | 1155
Note on L24: [Threaded comment] Your version of Excel allows you to read this threaded comment; however, any edits to it will get removed if the file is opened in a newer version of Excel. Learn more: https://go.microsoft.com/fwlink/?linkid=870924 Comment: 18.8 GW removed since it is Power-to-heat modelled as DSR

## TY2033
Resource Capacities* (MW) | AL00 | AT00 | BA00 | BE00 | BEOF | BG00 | CH00 | CY00 | CZ00 | DE00 | DEKF | DKBH | DKE1 | DKKF | DKNS | DKW1 | EE00 | ES00 | FI00 | FR00 | GR00 | GR03 | HR00 | HU00 | IE00 | ITCA | ITCN | ITCS | ITN1 | ITS1 | ITSA | ITSI | LT00 | LUG1 | LV00 | ME00 | MK00 | MT00 | NL00 | NLLL | NOM1 | NON1 | NOS0 | PL00 | PT00 | RO00 | RS00 | SE01 | SE02 | SE03 | SE04 | SI00 | SK00 | UK00 | UKNI
Nuclear | 0 | 0 | 0 | 2077 | 0 | 2000 | 1190 | 0 | 4047.2 | 0 | 0 | 0 | 0 | 0 | 0 | 0 | 0 | 2048.72 | 4394 | 61761 | 0 | 0 | 0 | 4277 | 0 | 0 | 0 | 0 | 0 | 0 | 0 | 0 | 0 | 0 | 0 | 0 | 0 | 0 | 486 | 0 | 0 | 0 | 0 | 1110 | 0 | 3087 | 0 | 0 | 0 | 6883 | 0 | 696 | 2814.6373 | 6450 | 0
Lignite | 0 | 0 | 1748 | 0 | 0 | 1898 | 0 | 0 | 0 | 0 | 0 | 0 | 0 | 0 | 0 | 0 | 0 | 0 | 0 | 0 | 0 | 0 | 0 | 0 | 36.5 | 0 | 0 | 0 | 0 | 0 | 0 | 0 | 0 | 0 | 0 | 225 | 0 | 0 | 0 | 0 | 0 | 0 | 0 | 5116 | 0 | 0 | 4999.748 | 0 | 0 | 0 | 0 | 539 | 60.7972 | 0 | 0
Hard Coal | 0 | 0 | 0 | 0 | 0 | 0 | 0 | 0 | 0 | 0 | 0 | 0 | 0 | 0 | 0 | 0 | 0 | 0 | 183.6 | 0 | 0 | 0 | 290 | 0 | 0 | 0 | 0 | 0 | 0 | 0 | 0 | 0 | 0 | 0 | 0 | 0 | 0 | 0 | 0 | 0 | 0 | 0 | 0 | 7934.074 | 0 | 0 | 0 | 0 | 0 | 0 | 0 | 36 | 268.9257 | 0 | 0
Gas | 300 | 2035.26 | 0 | 4579.1 | 0 | 1980 | 0 | 1078.88 | 2793.7 | 35084.6239 | 0 | 0 | 308.9803 | 0 | 0 | 486.7694 | 250 | 24498.56 | 999 | 7189 | 7112.9 | 0 | 700 | 3054 | 5818.3565 | 3497.4 | 1077.1 | 7112.9 | 24234 | 3954 | 0 | 2756.29 | 1023 | 0 | 1077 | 0 | 759.5 | 486.3 | 13060.5 | 0 | 0 | 0 | 0 | 5817.7144 | 2839 | 6006.812 | 400.9 | 97 | 0 | 0 | 0 | 594 | 746.632 | 31114.5928 | 1989
Oil | 0 | 120 | 0 | 140 | 0 | 0 | 0 | 135.3 | 0 | 1044.83 | 0 | 0 | 596.1 | 0 | 0 | 151.8 | 155.2 | 0 | 0 | 0 | 0 | 0 | 0 | 495 | 188 | 0 | 0 | 0 | 0 | 0 | 0 | 0 | 0 | 0 | 0 | 0 | 0 | 0 | 0 | 0 | 0 | 0 | 0 | 0 | 0 | 0 | 0 | 0 | 0 | 0 | 0 | 0 | 133.278 | 70.8 | 389
Others non-renewable | 0 | 559 | 0 | 1594 | 0 | 0 | 544.3042 | 0 | 1017.2 | 5167.52 | 0 | 0 | 0 | 0 | 0 | 0 | 134.952 | 3980.011 | 305.5 | 3400.6 | 0 | 0 | 200 | 1110.4084 | 0 | 30 | 1154.13 | 882.69 | 4060.8 | 1150.71 | 185 | 1182.7 | 106.89 | 69 | 0 | 0 | 0 | 0 | 3988.75 | 0 | 20 | 195 | 50 | 4678.0218 | 405.6 | 0 | 0 | 0 | 0 | 0 | 0 | 234.9401 | 99.4102 | 12556.8589 | 0
Hydro - Pondage (Turbine) | 0 | 1149.307 | 108.6 | 0 | 0 | 0 | 0 | 0 | 0 | 0 | 0 | 0 | 0 | 0 | 0 | 0 | 0 | 0 | 0 | 0 | 22.02 | 0 | 320.94 | 0 | 0 | 0 | 0 | 0 | 0 | 0 | 0 | 0 | 0 | 0 | 1592 | 0 | 0 | 0 | 0 | 0 | 0 | 0 | 0 | 0 | 266 | 0 | 0 | 0 | 0 | 0 | 0 | 1088.3 | 202.88 | 0 | 0
Hydro - Run of River (Turbine) | 603.672 | 5316.6258 | 40.8 | 156.602 | 0 | 535.51 | 4243.5 | 0 | 431.63 | 3933.9 | 0 | 0 | 0 | 0 | 0 | 0 | 0 | 3424.6656 | 0 | 13600 | 386.98 | 0 | 63.14 | 64.203 | 215 | 125.385 | 293.62 | 675.1725 | 5710.5631 | 50.03 | 81.905 | 91.925 | 126.2 | 42 | 0 | 78.853 | 230.5 | 0 | 37 | 0 | 1201.1835 | 743.4869 | 5641.7363 | 367.31 | 505 | 3396.184 | 2143.82 | 0 | 0 | 0 | 0 | 131.2014 | 1425.3015 | 2272.7497 | 0
Hydro - Reservoir (Turbine) | 2031.744 | 2787.129 | 1906 | 0 | 0 | 1281.3 | 8650 | 0 | 520.51 | 819 | 0 | 0 | 0 | 0 | 0 | 0 | 0 | 11414.19 | 3236.608 | 9847 | 2743.7 | 0 | 1948.09 | 0 | 0 | 701.284 | 389.27 | 1005.116 | 6344.974 | 178.27 | 153.3975 | 0 | 0 | 0 | 0 | 1058.4 | 728.6 | 0 | 0 | 0 | 3231.802 | 4778.5013 | 19814.1625 | 427.48 | 3765.5 | 2561.854 | 434.27 | 5444 | 7650.1 | 2286 | 237.1 | 21.4 | 21.28 | 0 | 0
Hydro - Pump Storage Open Loop (Turbine) | 0 | 6582.5 | 440 | 0 | 0 | 535 | 2958 | 0 | 653.55 | 2144.1 | 0 | 0 | 0 | 0 | 0 | 0 | 0 | 4223.32 | 0 | 1980.5882 | 699 | 0 | 281.4 | 0 | 0 | 0 | 0 | 763 | 2774.858 | 0 | 0 | 80 | 0 | 0 | 0 | 0 | 0 | 0 | 0 | 0 | 59.82 | 0 | 649.5 | 216.26 | 3839.4 | 809.944 | 0 | 0 | 0 | 0 | 0 | 0 | 276.2 | 0 | 0
Hydro - Pump Storage Closed Loop (Turbine) | 0 | 450 | 0 | 1305 | 0 | 864 | 1900 | 0 | 688.05 | 7009.84 | 0 | 0 | 0 | 0 | 0 | 0 | 0 | 6158.4853 | 0 | 2087.6471 | 680 | 0 | 0 | 0 | 592 | 0 | 0 | 1000 | 2430.2 | 0 | 240 | 500 | 938 | 0 | 0 | 0 | 0 | 0 | 0 | 0 | 0 | 0 | 0 | 1333.35 | 0 | 0 | 1314 | 0 | 0 | 0 | 0 | 180 | 760 | 2744 | 0
Hydro - Pump Storage Open Loop (Pumping) | 0 | -5932.92 | -440 | 0 | 0 | -148 | -2388 | 0 | -599 | -1861 | 0 | 0 | 0 | 0 | 0 | 0 | 0 | -3964.0056 | 0 | -1980.5882 | -735 | 0 | -246.9 | 0 | 0 | 0 | 0 | -333 | -1831 | 0 | 0 | -58 | 0 | 0 | 0 | 0 | 0 | 0 | 0 | 0 | -75.8 | -1.98 | -682.008 | -172 | -3586.4 | -91.5 | 0 | 0 | 0 | 0 | 0 | 0 | -178.28 | 0 | 0
Hydro - Pump Storage Closed Loop (Pumping) | 0 | -450 | 0 | -1226.76 | 0 | -784 | -1900 | 0 | -664 | -7166.6 | 0 | 0 | 0 | 0 | 0 | 0 | 0 | -6058.59 | 0 | -2087.6471 | -710 | 0 | 0 | 0 | -592 | 0 | 0 | -985 | -2377 | 0 | -242 | -570 | -900 | 0 | 0 | 0 | 0 | 0 | 0 | 0 | 0 | 0 | 0 | -1486 | 0 | 0 | -1231.6 | 0 | 0 | 0 | 0 | -185 | -690 | -2684 | 0
Wind Onshore | 380 | 11100.001 | 1016.6 | 6238 | 0 | 948 | 562 | 197.5 | 1743 | 133515.93 | 0 | 0 | 1175.1216 | 0 | 0 | 6311.0974 | 861 | 53717 | 34631.746 | 36100.0297 | 7380 | 920 | 1580.95 | 334.29 | 8982.8 | 1802.8198 | 494.5 | 3827.8 | 504 | 7978 | 1860 | 3340.2 | 5320.02 | 559 | 252 | 254.2 | 460 | 0 | 10000.0496 | 0 | 2424.575 | 1108.09 | 2240.56 | 13767.84 | 9417.5 | 6300.003 | 4812.15 | 8912.7602 | 8796.3134 | 3877.7563 | 2222.9385 | 174.7353 | 855 | 32571.1533 | 2612.6
Wind Offshore | 0 | 0 | 0 | 4360 | 1400 | 0 | 0 | 0 | 0 | 42185 | 336.3 | 3000 | 2923.4 | 604.8 | 3000 | 6722.4 | 500 | 2800 | 2393.9873 | 11575 | 2700 | 0 | 0 | 0 | 5025.2 | 663 | 1141 | 1173 | 717 | 4736 | 1868 | 2102 | 2100 | 0 | 500 | 0 | 0 | 0 | 23242.5 | 2000 | 0 | 0 | 6003.5 | 10900 | 390 | 1000 | 0 | 840 | 0 | 2480 | 5280 | 0 | 0 | 70852.47 | 100
Solar (Thermal) | 0 | 0 | 0 | 0 | 0 | 0 | 0 | 50 | 0 | 0 | 0 | 0 | 0 | 0 | 0 | 0 | 0 | 3800 | 0 | 0 | 0 | 200 | 0 | 0 | 0 | 0 | 0 | 0 | 0 | 440.0002 | 0 | 439.9994 | 0 | 0 | 70 | 0 | 0 | 0 | 0 | 0 | 0 | 0 | 0 | 0 | 385.5 | 0 | 0 | 0 | 0 | 0 | 0 | 0 | 0 | 0 | 0
Solar (Photovoltaic) | 900 | 17400.257 | 809.8 | 16250 | 0 | 3580.237 | 13470.2686 | 1515 | 12085 | 270886.85 | 0 | 0 | 5756.57 | 0 | 0 | 14691.92 | 1220 | 81348.127 | 13903.7433 | 54282.16 | 15580.001 | 620 | 1032.08 | 12162.3482 | 8259.2 | 3566.2771 | 5674.8826 | 18583.463 | 25939.0944 | 17355.4175 | 7773.4708 | 10679.1383 | 5450.3 | 1609 | 146.03 | 31.5 | 690 | 288.5089 | 69293.2857 | 0 | 1450 | 0 | 4350 | 22929.11 | 12297.3798 | 9620 | 794.85 | 0 | 434.0521 | 6307.1999 | 2751.0456 | 3550 | 1830 | 45045.6812 | 787.4
Biofuel | 0 | 0 | 0 | 354.4 | 0 | 0 | 0 | 0 | 0 | 0 | 0 | 0 | 1167.2219 | 0 | 0 | 518.6242 | 308.8 | 0 | 962.4 | 0 | 0 | 0 | 0 | 75.1 | 36.5 | 0 | 0 | 0 | 0 | 0 | 0 | 0 | 0 | 0 | 0 | 0 | 0 | 0 | 392.75 | 0 | 0 | 0 | 0 | 664.836 | 0 | 0 | 0 | 0 | 0 | 0 | 0 | 0 | 144.8011 | 0 | 18
Others renewable | 0 | 760.6446 | 0 | 614.625 | 0 | 302 | 438.4102 | 12.1 | 550.5 | 10355.836 | 0 | 0 | 0 | 0 | 0 | 0 | 167.65 | 1730.0002 | 2624.82 | 2390 | 802.397 | 0 | 198 | 224.4437 | 75 | 165.36 | 1048.86 | 502.11 | 2140.39 | 413.3 | 93.95 | 85.06 | 209.89 | 128.3 | 159.0179 | 49 | 31 | 0 | 415 | 0 | 0 | 0 | 0 | 2183.0437 | 1162.2 | 149.9978 | 130.99 | 198.7 | 743.57 | 2592.055 | 698.09 | 67.0438 | 417.9482 | 2308.5561 | 84.5
Batteries (Injection) | 0 | 127.4696 | 0 | 1232.7704 | 0 | 1600 | 2135.5304 | 154 | 1057.7 | 11985.95 | 0 | 0 | 0 | 0 | 0 | 160 | 0 | 5500 | 1300 | 470 | 6500 | 360 | 70 | 450.7175 | 512 | 1160.2 | 782.4 | 2716.4 | 3817.6 | 5018.5 | 2214.2 | 3360 | 1600 | 32.5 | 80 | 0 | 0 | 0 | 14606.8 | 0 | 0 | 0 | 0 | 0 | 0 | 520 | 0 | 17.2563 | 16.6387 | 241.776 | 105.4567 | 786.8 | 481 | 17344.853 | 441
Batteries (Offtake) | 0 | 127.4696 | 0 | 1232.7704 | 0 | 1500 | 2135.5304 | 154 | 1057.7 | 11985.95 | 0 | 0 | 0 | 0 | 0 | 160 | 0 | 5500 | 1300 | 470 | 6500 | 360 | 70 | 450.7175 | 737 | 1160.2 | 782.4 | 2716.4 | 3817.6 | 5018.5 | 2214.2 | 3360 | 200 | 32.5 | 80 | 0 | 0 | 0 | 14606.8 | 0 | 0 | 0 | 0 | 0 | 0 | 520 | 0 | 17.2563 | 16.6387 | 241.776 | 105.4567 | 786.8 | 481 | 20813.8236 | 516
Demand Side Response capacity | 0 | 700 | 0 | 3089.5295 | 0 | 0 | 0 | 0 | 0 | 5942.57 | 0 | 0 | 0 | 0 | 0 | 0 | 235 | 2700 | 5646.175 | 5600 | 400 | 0 | 57 | 0 | 667 | 42 | 216 | 219 | 1633 | 114 | 12 | 50 | 40 | 65 | 150 | 0 | 0 | 0 | 1885 | 0 | 2173.3974 | 1610.9661 | 6423.3745 | 0 | 0 | 0 | 0 | 214.2 | 323.4 | 936.6 | 264.6 | 55 | 0 | 13343.8004 | 0
Electrolyser | 0 | -2685.9 | 0 | -595 | 0 | 0 | -425.685 | 0 | -691.2 | -18471.86 | 0 | 0 | -2287 | 0 | 0 | -6587 | 0 | -11500 | -14959.0909 | -10447 | -1260 | 0 | 0 | 0 | 0 | -333.9 | -200 | -685 | -1300 | -1970.7 | -999.7 | -1500 | 0 | -50 | 0 | 0 | 0 | 0 | -8053.4 | 0 | 0 | -63 | -380 | 0 | -1250 | -500 | 0 | -6863.1315 | -235.5817 | -773.5643 | -234.3892 | 0 | -196.0865 | -14131.8185 | 0
* Net Generation capacities unless stated otherwhise, as of 1st of January of the Target Year
Energy Storage (MWh) | AL00 | AT00 | BA00 | BE00 | BEOF | BG00 | CH00 | CY00 | CZ00 | DE00 | DEKF | DKBH | DKE1 | DKKF | DKNS | DKW1 | EE00 | ES00 | FI00 | FR00 | GR00 | GR03 | HR00 | HU00 | IE00 | ITCA | ITCN | ITCS | ITN1 | ITS1 | ITSA | ITSI | LT00 | LUG1 | LV00 | ME00 | MK00 | MT00 | NL00 | NLLL | NOM1 | NON1 | NOS0 | PL00 | PT00 | RO00 | RS00 | SE01 | SE02 | SE03 | SE04 | SI00 | SK00 | UK00 | UKNI
Hydro - Pondage | 0 | 5332.957 | 1330 | 0 | 0 | 0 | 0 | 0 | 0 | 0 | 0 | 0 | 0 | 0 | 0 | 0 | 0 | 0 | 0 | 0 | 1000 | 0 | 3991 | 0 | 0 | 0 | 0 | 0 | 0 | 0 | 0 | 0 | 0 | 0 | 16000.4 | 0 | 0 | 0 | 0 | 0 | 0 | 0 | 0 | 0 | 3700 | 0 | 0 | 0 | 0 | 0 | 0 | 3370 | 11764.1796 | 0 | 0
Hydro - Reservoir | 1721680 | 769036.568 | 1795910 | 0 | 0 | 842860.8594 | 7960796.9462 | 0 | 1855 | 237217.0338 | 0 | 0 | 0 | 0 | 0 | 0 | 0 | 14775072.501 | 5530000 | 10000000 | 4044000 | 0 | 2045910 | 0 | 0 | 572400 | 187000 | 803360 | 3707000 | 153800 | 144400 | 0 | 0 | 0 | 0 | 582400 | 628337 | 0 | 0 | 0 | 7662972.1781 | 21251327.4718 | 43005253.508 | 750 | 1289600 | 2339965 | 646000 | 14426307 | 14798598.9 | 2635077 | 71350 | 475 | 17241.5451 | 0 | 0
Hydro - Pump Storage Open Loop | 0 | 1962653 | 3430 | 0 | 0 | 42142.5501 | 1242000 | 0 | 2945 | 471229 | 0 | 0 | 0 | 0 | 0 | 0 | 0 | 5763860 | 0 | 90000 | 4500 | 0 | 18300 | 0 | 0 | 0 | 0 | 94990 | 194000 | 0 | 0 | 1000 | 0 | 0 | 0 | 0 | 0 | 0 | 0 | 0 | 369053.921 | 3126.1999 | 15080602.304 | 1310 | 2017900 | 1032800 | 0 | 0 | 0 | 0 | 0 | 0 | 48063.3949 | 0 | 0
Hydro - Pump Storage Closed Loop | 0 | 3600 | 0 | 5800 | 0 | 227635.754 | 56000 | 0 | 3700 | 391579.7772 | 0 | 0 | 0 | 0 | 0 | 0 | 0 | 101221 | 0 | 10000 | 3500 | 0 | 0 | 0 | 3520 | 0 | 0 | 13900 | 31300 | 3600 | 7800 | 4600 | 10600 | 0 | 0 | 0 | 0 | 0 | 0 | 0 | 0 | 0 | 0 | 6350 | 0 | 0 | 498000 | 0 | 0 | 0 | 0 | 3520 | 8400 | 26380 | 0
Batteries | 0 | 191.2043 | 0 | 4444.7978 | 0 | 6000 | 1067.7652 | 616 | 1397.4 | 23971.9 | 0 | 0 | 0 | 0 | 0 | 2000 | 0 | 11000 | 2600 | 940 | 19500 | 1080 | 498 | 1262.009 | 1523 | 8852.8 | 4249.6 | 16048.4 | 15230.4 | 38881 | 13588.8 | 25760 | 200 | 32.5 | 160 | 0 | 0 | 0 | 41923.52 | 0 | 0 | 0 | 0 | 0 | 0 | 1040 | 0 | 51.7689 | 49.916 | 725.328 | 316.3702 | 1426.0722 | 1373 | 26812.357 | 1155
Note on L24: [Threaded comment] Your version of Excel allows you to read this threaded comment; however, any edits to it will get removed if the file is opened in a newer version of Excel. Learn more: https://go.microsoft.com/fwlink/?linkid=870924 Comment: 18,8 GW removed since it is Power-to-heat modelled as DSR

## Reserve Requirements
Node | TY | FCR (MW) | FRR (MW) | Sum of reserves provided by thermal units (MW) | Sum of reserves provided by wind & PV units (MW) | Sum of reserves provided by hydro units (MW)
AL00 | 2025 | 7 | 147 | 0 | 0 | 154
AL00 | 2028 | 8 | 149 | 0 | 0 | 157
AL00 | 2030 | 8 | 151 | 0 | 0 | 159
AL00 | 2033 | 8 | 152 | 0 | 0 | 160
AT00 | 2025 | 65 | 480 | 32.0253 | 0 | 512.9747
AT00 | 2028 | 65 | 480 | 32.0253 | 0 | 512.9747
AT00 | 2030 | 65 | 480 | 32.0253 | 0 | 512.9747
AT00 | 2033 | 65 | 480 | 32.0253 | 0 | 512.9747
BA00 | 2025 | 17 | 300 | 0 | 0 | 307
BA00 | 2028 | 17 | 300 | 0 | 0 | 307
BA00 | 2030 | 17 | 360 | 0 | 0 | 367
BA00 | 2033 | 17 | 360 | 0 | 0 | 367
BE00 | 2025 | 88 | 1060.6667 | 763.1267 | 0 | 0
BE00 | 2028 | 88 | 1175 | 780.41 | 0 | 0
BE00 | 2030 | 75 | 1250 | 771.8 | 0 | 0
BE00 | 2033 | 75 | 1250 | 757 | 0 | 0
BEOF | 2025 | 0 | 0 | 0 | 0 | 0
BEOF | 2028 | 0 | 0 | 0 | 0 | 0
BEOF | 2030 | 0 | 0 | 0 | 0 | 0
BEOF | 2033 | 0 | 0 | 0 | 0 | 0
BG00 | 2025 | 45 | 555 | 200 | 0 | 400
BG00 | 2028 | 45 | 555 | 200 | 0 | 400
BG00 | 2030 | 45 | 555 | 200 | 0 | 400
BG00 | 2033 | 45 | 555 | 200 | 0 | 400
CH00 | 2025 | 64 | 907 | 0 | 0 | 971
CH00 | 2028 | 64 | 907 | 0 | 0 | 971
CH00 | 2030 | 64 | 907 | 0 | 0 | 971
CH00 | 2033 | 64 | 907 | 0 | 0 | 971
CY00 | 2025 | 30 | 10 | 40 | 0 | 0
CY00 | 2028 | 30 | 10 | 40 | 0 | 0
CY00 | 2030 | 30 | 10 | 40 | 0 | 0
CY00 | 2033 | 30 | 10 | 40 | 0 | 0
CZ00 | 2025 | 76 | 942 | 0 | 0 | 300
CZ00 | 2028 | 76 | 942 | 0 | 0 | 300
CZ00 | 2030 | 76 | 912 | 0 | 0 | 300
CZ00 | 2033 | 76 | 912 | 0 | 0 | 300
DE00 | 2025 | 573 | 3000 | 0 | 0 | 0
DE00 | 2028 | 573 | 3000 | 0 | 0 | 0
DE00 | 2030 | 573 | 3000 | 0 | 0 | 0
DE00 | 2033 | 573 | 3000 | 0 | 0 | 0
DEKF | 2025 | 0 | 0 | 0 | 0 | 0
DEKF | 2028 | 0 | 0 | 0 | 0 | 0
DEKF | 2030 | 0 | 0 | 0 | 0 | 0
DEKF | 2033 | 0 | 0 | 0 | 0 | 0
DKBH | 2025 | 0 | 0 | 0 | 0 | 0
DKBH | 2028 | 0 | 0 | 0 | 0 | 0
DKBH | 2030 | 0 | 0 | 0 | 0 | 0
DKBH | 2033 | 0 | 0 | 0 | 0 | 0
DKE1 | 2025 | 44 | 668 | 712 | 0 | 0
DKE1 | 2028 | 44 | 668 | 712 | 0 | 0
DKE1 | 2030 | 44 | 668 | 712 | 0 | 0
DKE1 | 2033 | 44 | 668 | 712 | 0 | 0
DKKF | 2025 | 0 | 0 | 0 | 0 | 0
DKKF | 2028 | 0 | 0 | 0 | 0 | 0
DKKF | 2030 | 0 | 0 | 0 | 0 | 0
DKKF | 2033 | 0 | 0 | 0 | 0 | 0
DKNS | 2025 | 0 | 0 | 0 | 0 | 0
DKNS | 2028 | 0 | 0 | 0 | 0 | 0
DKNS | 2030 | 0 | 0 | 0 | 0 | 0
DKNS | 2033 | 0 | 0 | 0 | 0 | 0
DKW1 | 2025 | 20 | 374 | 394 | 0 | 0
DKW1 | 2028 | 20 | 374 | 394 | 0 | 0
DKW1 | 2030 | 20 | 374 | 394 | 0 | 0
DKW1 | 2033 | 20 | 374 | 394 | 0 | 0
EE00 | 2025 | 8 | 209 | 217 | 0 | 0
EE00 | 2028 | 8 | 209 | 217 | 0 | 0
EE00 | 2030 | 8 | 209 | 217 | 0 | 0
EE00 | 2033 | 8 | 209 | 217 | 0 | 0
ES00 | 2025 | 350 | 4500 | 0 | 750 | 1235
ES00 | 2028 | 350 | 4500 | 0 | 900 | 1355
ES00 | 2030 | 400 | 4500 | 0 | 1000 | 1435
ES00 | 2033 | 400 | 4500 | 0 | 1060 | 1465
FI00 | 2025 | 420 | 1360 | 160 | 0 | 420
FI00 | 2028 | 420 | 1360 | 110 | 0 | 470
FI00 | 2030 | 420 | 1360 | 120 | 0 | 520
FI00 | 2033 | 420 | 1360 | 120 | 0 | 520
FR00 | 2025 | 540 | 2100 | 0 | 0 | 1000
FR00 | 2028 | 540 | 2100 | 0 | 0 | 1000
FR00 | 2030 | 540 | 2100 | 0 | 0 | 1000
FR00 | 2033 | 540 | 2100 | 0 | 0 | 1000
GR00 | 2025 | 40 | 1850 | 900 | 0 | 950
GR00 | 2028 | 40 | 1900 | 700 | 0 | 1200
GR00 | 2030 | 40 | 1950 | 450 | 0 | 1500
GR00 | 2033 | 40 | 2050 | 450 | 0 | 1600
GR03 | 2025 | 0 | 0 | 0 | 0 | 0
GR03 | 2028 | 0 | 0 | 0 | 0 | 0
GR03 | 2030 | 0 | 0 | 0 | 0 | 0
GR03 | 2033 | 0 | 0 | 0 | 0 | 0
HR00 | 2025 | 120 | 150 | 0 | 0 | 250
HR00 | 2028 | 138 | 150 | 0 | 0 | 250
HR00 | 2030 | 150 | 150 | 0 | 0 | 250
HR00 | 2033 | 150 | 150 | 0 | 0 | 250
HU00 | 2025 | 41 | 1340 | 0 | 0 | 0
HU00 | 2028 | 44 | 1847 | 0 | 0 | 0
HU00 | 2030 | 46 | 2005 | 0 | 0 | 0
HU00 | 2033 | 49 | 2749 | 0 | 0 | 0
IE00 | 2025 | 281.25 | 564 | 0 | 0 | 0
IE00 | 2028 | 393.75 | 706 | 0 | 0 | 0
IE00 | 2030 | 393.75 | 706 | 0 | 0 | 0
IE00 | 2033 | 0 | 0 | 0 | 0 | 0
ITCA | 2025 | 43 | 357.1429 | 400 | 0 | 0
ITCA | 2028 | 43 | 429 | 472 | 0 | 0
ITCA | 2030 | 43 | 443 | 335.38 | 0 | 0
ITCA | 2033 | 43 | 443 | 335.38 | 0 | 0
ITCN | 2025 | 80 | 476 | 556 | 0 | 0
ITCN | 2028 | 80 | 571 | 651 | 0 | 0
ITCN | 2030 | 80 | 590 | 469.4 | 0 | 0
ITCN | 2033 | 80 | 590 | 469.4 | 0 | 0
ITCS | 2025 | 80 | 357.1429 | 437 | 0 | 0
ITCS | 2028 | 80 | 429 | 509 | 0 | 0
ITCS | 2030 | 80 | 443 | 372.38 | 0 | 0
ITCS | 2033 | 80 | 443 | 372.38 | 0 | 0
ITN1 | 2025 | 276 | 952 | 1228 | 0 | 0
ITN1 | 2028 | 276 | 1143 | 1419 | 0 | 0
ITN1 | 2030 | 276 | 1181 | 1055.46 | 0 | 0
ITN1 | 2033 | 276 | 1181 | 1055.46 | 0 | 0
ITS1 | 2025 | 43 | 357.1429 | 400 | 0 | 0
ITS1 | 2028 | 43 | 429 | 472 | 0 | 0
ITS1 | 2030 | 43 | 443 | 335.38 | 0 | 0
ITS1 | 2033 | 43 | 443 | 335.38 | 0 | 0
ITSA | 2025 | 16 | 300 | 316 | 0 | 0
ITSA | 2028 | 16 | 300 | 316 | 0 | 0
ITSA | 2030 | 16 | 300 | 214 | 0 | 0
ITSA | 2033 | 16 | 300 | 214 | 0 | 0
ITSI | 2025 | 32 | 1100 | 1132 | 0 | 0
ITSI | 2028 | 32 | 1100 | 1132 | 0 | 0
ITSI | 2030 | 32 | 1100 | 758 | 0 | 0
ITSI | 2033 | 32 | 1100 | 758 | 0 | 0
LT00 | 2025 | 9 | 286 | 0 | 0 | 226
LT00 | 2028 | 9 | 286 | 0 | 0 | 226
LT00 | 2030 | 9 | 286 | 0 | 0 | 226
LT00 | 2033 | 9 | 286 | 0 | 0 | 226
LUB1 | 2025 | 0 | 0 | 0 | 0 | 0
LUB1 | 2028 | 0 | 0 | 0 | 0 | 0
LUB1 | 2030 | 0 | 0 | 0 | 0 | 0
LUB1 | 2033 | 0 | 0 | 0 | 0 | 0
LUF1 | 2025 | 0 | 0 | 0 | 0 | 0
LUF1 | 2028 | 0 | 0 | 0 | 0 | 0
LUF1 | 2030 | 0 | 0 | 0 | 0 | 0
LUF1 | 2033 | 0 | 0 | 0 | 0 | 0
LUG1 | 2025 | 0 | 0 | 0 | 0 | 0
LUG1 | 2028 | 0 | 0 | 0 | 0 | 0
LUG1 | 2030 | 0 | 0 | 0 | 0 | 0
LUG1 | 2033 | 0 | 0 | 0 | 0 | 0
LUV1 | 2025 | 0 | 0 | 0 | 0 | 0
LUV1 | 2028 | 0 | 0 | 0 | 0 | 0
LUV1 | 2030 | 0 | 0 | 0 | 0 | 0
LUV1 | 2033 | 0 | 0 | 0 | 0 | 0
LV00 | 2025 | 0 | 100 | 0 | 0 | 100
LV00 | 2028 | 0 | 225 | 0 | 0 | 225
LV00 | 2030 | 0 | 225 | 0 | 0 | 225
LV00 | 2033 | 0 | 225 | 0 | 0 | 225
ME00 | 2025 | 0 | 0 | 0 | 0 | 0
ME00 | 2028 | 0 | 0 | 0 | 0 | 0
ME00 | 2030 | 0 | 0 | 0 | 0 | 0
ME00 | 2033 | 0 | 0 | 0 | 0 | 0
MK00 | 2025 | 8 | 180 | 48 | 0 | 140
MK00 | 2028 | 8 | 180 | 48 | 0 | 140
MK00 | 2030 | 8 | 180 | 48 | 0 | 140
MK00 | 2033 | 8 | 180 | 48 | 0 | 140
MT00 | 2025 | 10 | 0 | 0 | 0 | 0
MT00 | 2028 | 10 | 0 | 0 | 0 | 0
MT00 | 2030 | 9.5 | 0 | 0 | 0 | 0
MT00 | 2033 | 0 | 0 | 0 | 0 | 0
NL00 | 2025 | 116 | 1562.5 | 1678.5 | 0 | 0
NL00 | 2028 | 116 | 1825 | 1941 | 0 | 0
NL00 | 2030 | 116 | 2000 | 2116 | 0 | 0
NL00 | 2033 | 116 | 2000 | 2116 | 0 | 0
NLLL | 2025 | 0 | 0 | 0 | 0 | 0
NLLL | 2028 | 0 | 0 | 0 | 0 | 0
NLLL | 2030 | 0 | 0 | 0 | 0 | 0
NLLL | 2033 | 0 | 0 | 0 | 0 | 0
NOM1 | 2025 | 50 | 100 | 0 | 0 | 150
NOM1 | 2028 | 50 | 100 | 0 | 0 | 150
NOM1 | 2030 | 50 | 100 | 0 | 0 | 150
NOM1 | 2033 | 50 | 100 | 0 | 0 | 150
NON1 | 2025 | 50 | 100 | 0 | 0 | 150
NON1 | 2028 | 50 | 100 | 0 | 0 | 150
NON1 | 2030 | 50 | 100 | 0 | 0 | 150
NON1 | 2033 | 50 | 100 | 0 | 0 | 150
NOS0 | 2025 | 100 | 500 | 0 | 0 | 600
NOS0 | 2028 | 100 | 500 | 0 | 0 | 600
NOS0 | 2030 | 100 | 500 | 0 | 0 | 600
NOS0 | 2033 | 100 | 500 | 0 | 0 | 600
PL00 | 2025 | 200 | 1000 | 0 | 0 | 0
PL00 | 2028 | 200 | 1000 | 0 | 0 | 0
PL00 | 2030 | 200 | 1000 | 0 | 0 | 0
PL00 | 2033 | 200 | 1120 | 0 | 0 | 0
PT00 | 2025 | 53 | 763 | 763 | 0 | 33
PT00 | 2028 | 53 | 954 | 954 | 0 | 43
PT00 | 2030 | 53 | 1065 | 1065 | 0 | 43
PT00 | 2033 | 53 | 1150.8 | 1150.8 | 0 | 43
RO00 | 2025 | 62 | 580 | 280 | 0 | 342
RO00 | 2028 | 63.5 | 520 | 220 | 0 | 343.5
RO00 | 2030 | 65 | 500 | 200 | 0 | 345
RO00 | 2033 | 65 | 500 | 200 | 0 | 345
RS00 | 2025 | 34 | 575 | 287.5 | 0 | 287.5
RS00 | 2028 | 34 | 1110 | 555 | 0 | 555
RS00 | 2030 | 34 | 1181 | 590.5 | 0 | 590.5
RS00 | 2033 | 34 | 1181 | 590.5 | 0 | 590.5
SE01 | 2025 | 322 | 105 | 0 | 0 | 427
SE01 | 2028 | 322 | 105 | 0 | 0 | 427
SE01 | 2030 | 322 | 105 | 0 | 0 | 427
SE01 | 2033 | 322 | 105 | 0 | 0 | 427
SE02 | 2025 | 402.5 | 105 | 0 | 0 | 507.5
SE02 | 2028 | 402.5 | 105 | 0 | 0 | 507.5
SE02 | 2030 | 402.5 | 105 | 0 | 0 | 507.5
SE02 | 2033 | 402.5 | 105 | 0 | 0 | 507.5
SE03 | 2025 | 64.4 | 1217 | 826 | 0 | 455.4
SE03 | 2028 | 64.4 | 1217 | 826 | 0 | 455.4
SE03 | 2030 | 64.4 | 1217 | 826 | 0 | 455.4
SE03 | 2033 | 64.4 | 1217 | 826 | 0 | 455.4
SE04 | 2025 | 16.1 | 567 | 567 | 0 | 0
SE04 | 2028 | 16.1 | 567 | 567 | 0 | 0
SE04 | 2030 | 16.1 | 567 | 567 | 0 | 0
SE04 | 2033 | 16.1 | 567 | 567 | 0 | 0
SI00 | 2025 | 17 | 250 | 143 | 0 | 25
SI00 | 2028 | 24 | 250 | 140 | 0 | 20
SI00 | 2030 | 24 | 250 | 140 | 0 | 15
SI00 | 2033 | 29 | 250 | 140 | 0 | 10
SK00 | 2025 | 29.5 | 644.9 | 328.15 | 0 | 259
SK00 | 2028 | 30 | 647.8 | 297.05 | 0 | 259
SK00 | 2030 | 30 | 653.9 | 303.15 | 0 | 259
SK00 | 2033 | 30 | 653.9 | 303.15 | 0 | 259
UK00 | 2025 | 1700 | 1700 | 0 | 0 | 0
UK00 | 2028 | 1700 | 1700 | 0 | 0 | 0
UK00 | 2030 | 1700 | 1700 | 0 | 0 | 0
UK00 | 2033 | 1700 | 1700 | 0 | 0 | 0
UKNI | 2025 | 93.75 | 71 | 0 | 0 | 0
UKNI | 2028 | 131.25 | 119 | 0 | 0 | 0
UKNI | 2030 | 131.25 | 119 | 0 | 0 | 0
UKNI | 2033 | 0 | 0 | 0 | 0 | 0

## Must-run Capacities
Node | TY | Technology | Weighted Average Must-run ratio | Sum of Must-run Capacity (MW)
BE00 | 2025 | Coal | 1 | 354.4
BE00 | 2025 | Gas | 0.6 | 1601
BE00 | 2028 | Coal | 1 | 354.4
BE00 | 2028 | Gas | 0.6 | 1601
BE00 | 2030 | Coal | 1 | 354.4
BE00 | 2030 | Gas | 0.6 | 1601
BE00 | 2033 | Coal | 1 | 354.4
BE00 | 2033 | Gas | 0.6 | 1558
BG00 | 2025 | Coal | 0.28328 | 88
BG00 | 2025 | Gas | 0.51966 | 297
BG00 | 2028 | Gas | 0.51966 | 297
BG00 | 2030 | Gas | 0.51966 | 297
BG00 | 2033 | Gas | 0.51966 | 297
CH00 | 2025 | Nuclear | 1 | 1740
CH00 | 2028 | Nuclear | 1 | 1740
CH00 | 2030 | Nuclear | 1 | 1190
CH00 | 2033 | Nuclear | 1 | 1190
CY00 | 2025 | Gas | 0 | 618
CY00 | 2028 | Gas | 0 | 802.2
CY00 | 2030 | Gas | 0 | 802.2
CY00 | 2033 | Gas | 0 | 558.2
CZ00 | 2025 | Nuclear | 1 | 4047.2
CZ00 | 2028 | Nuclear | 1 | 4047.2
CZ00 | 2030 | Nuclear | 1 | 4047.2
CZ00 | 2033 | Nuclear | 1 | 4047.2
DE00 | 2025 | Coal | 0.4 | 850.5
DE00 | 2025 | Gas | 0.4 | 3568.28
DE00 | 2025 | Other non-RES | 0.4 | 208.1
DE00 | 2028 | Coal | 0.4 | 15
DE00 | 2028 | Gas | 0.4 | 3568.28
DE00 | 2028 | Other non-RES | 0.4 | 208.1
DE00 | 2030 | Gas | 0.4 | 3867.28
DE00 | 2030 | Other non-RES | 0.4 | 208.1
DE00 | 2033 | Gas | 0.4 | 3867.28
DE00 | 2033 | Other non-RES | 0.4 | 60
DKE1 | 2025 | Coal | 0.29409 | 640
DKE1 | 2028 | Coal | 0.29409 | 640
DKE1 | 2030 | Coal | 0.29409 | 640
DKE1 | 2033 | Coal | 0.29409 | 640
DKW1 | 2025 | Coal | 0.24028 | 767
DKW1 | 2028 | Coal | 0.24028 | 767
DKW1 | 2030 | Coal | 0.24028 | 357
ES00 | 2025 | Gas | 0.39727 | 2351
ES00 | 2025 | Nuclear | 1 | 5100.36
ES00 | 2028 | Gas | 0.39727 | 2351
ES00 | 2028 | Nuclear | 1 | 5100.36
ES00 | 2030 | Gas | 0.44572 | 3124.3
ES00 | 2030 | Nuclear | 1 | 3040.72
ES00 | 2033 | Gas | 0.44572 | 3124.3
ES00 | 2033 | Nuclear | 1 | 2048.72
FI00 | 2025 | Coal | 0.4309 | 1196
FI00 | 2025 | Gas | 0.37753 | 640
FI00 | 2028 | Coal | 0.4309 | 1196
FI00 | 2028 | Gas | 0.37753 | 640
FI00 | 2030 | Coal | 0.4309 | 1196
FI00 | 2030 | Gas | 0.37753 | 640
FI00 | 2033 | Coal | 0.43323 | 1146
FI00 | 2033 | Gas | 0.37753 | 640
FR00 | 2025 | Other non-RES | 0.21663 | 5499.6
FR00 | 2028 | Other non-RES | 0.22105 | 4800
FR00 | 2030 | Other non-RES | 0.22105 | 4400
FR00 | 2033 | Other non-RES | 0.22105 | 3400.6
GR00 | 2025 | Gas | 0.403 | 334
GR00 | 2028 | Gas | 0.403 | 334
GR00 | 2030 | Gas | 0.403 | 334
GR00 | 2033 | Gas | 0.403 | 334
HU00 | 2025 | Coal | 0.58008 | 173.5
HU00 | 2025 | Gas | 0.30291 | 566.4
HU00 | 2025 | Nuclear | 0.91935 | 1917
HU00 | 2025 | Other non-RES | 0.44644 | 964.8994
HU00 | 2028 | Coal | 0.58008 | 173.5
HU00 | 2028 | Gas | 0.30434 | 479
HU00 | 2028 | Nuclear | 0.91935 | 1917
HU00 | 2028 | Other non-RES | 0.42242 | 1083.4854
HU00 | 2030 | Coal | 0.70181 | 102.1
HU00 | 2030 | Gas | 0.32723 | 384
HU00 | 2030 | Nuclear | 0.75957 | 3097
HU00 | 2030 | Other non-RES | 0.41924 | 1101.4084
HU00 | 2033 | Coal | 0.80815 | 75.1
HU00 | 2033 | Gas | 0.32723 | 384
HU00 | 2033 | Nuclear | 0.68796 | 4277
HU00 | 2033 | Other non-RES | 0.41768 | 1110.4084
IE00 | 2025 | Coal | 0.5 | 73
IE00 | 2025 | Gas | 0.10497 | 3055.2
IE00 | 2028 | Coal | 0.5 | 73
IE00 | 2028 | Gas | 0.10497 | 3055.2
IE00 | 2030 | Coal | 0.5 | 73
IE00 | 2030 | Gas | 0.10497 | 3055.2
IE00 | 2033 | Coal | 0.5 | 73
IE00 | 2033 | Gas | 0.10497 | 3055.2
ITCA | 2025 | Gas | 0 | 3497.4
ITCN | 2025 | Gas | 0.4 | 149
ITCN | 2028 | Gas | 0.4 | 149
ITCN | 2030 | Gas | 0.4 | 149
ITCN | 2033 | Gas | 0.4 | 149
ITCS | 2025 | Coal | 0.01293 | 1845
ITCS | 2025 | Gas | 0.01424 | 4330
ITCS | 2028 | Gas | 0.1 | 95
ITCS | 2030 | Gas | 0.1 | 95
ITCS | 2033 | Gas | 0.1 | 95
ITN1 | 2025 | Gas | 0.20335 | 8559.5
ITN1 | 2028 | Gas | 0.40311 | 4269.5
ITN1 | 2030 | Gas | 0.40311 | 4269.5
ITN1 | 2033 | Gas | 0.40311 | 4269.5
ITS1 | 2025 | Gas | 0.12194 | 5086
ITS1 | 2028 | Gas | 0.4 | 1544
ITS1 | 2030 | Gas | 0.4 | 1544
ITS1 | 2033 | Gas | 0.4 | 1544
ITSA | 2025 | Coal | 0.45 | 517
ITSA | 2025 | Gas | 0.82814 | 590
ITSI | 2025 | Gas | 0.23388 | 1789.29
ITSI | 2028 | Gas | 0.41008 | 445.63
ITSI | 2030 | Gas | 0.41008 | 445.63
ITSI | 2033 | Gas | 0.41008 | 445.63
NL00 | 2025 | Coal | 0.21441 | 631
NL00 | 2025 | Gas | 0.37301 | 3756.5
NL00 | 2025 | Other non-RES | 0.42469 | 4599.5
NL00 | 2028 | Coal | 0.21441 | 631
NL00 | 2028 | Gas | 0.37301 | 3756.5
NL00 | 2028 | Other non-RES | 0.42978 | 4446.5
NL00 | 2030 | Gas | 0.33083 | 3220.5
NL00 | 2030 | Other non-RES | 0.42972 | 4381.5
NL00 | 2033 | Gas | 0.33083 | 3220.5
NL00 | 2033 | Other non-RES | 0.42972 | 4381.5
RO00 | 2025 | Coal | 0.34991 | 298
RO00 | 2025 | Gas | 0.63828 | 636.3
RO00 | 2028 | Gas | 0.52595 | 931.3
RO00 | 2030 | Gas | 0.52595 | 931.3
RO00 | 2033 | Gas | 0.36876 | 1423.3
RS00 | 2025 | Coal | 0.71016 | 2213.648
RS00 | 2025 | Gas | 0.49863 | 277.9
RS00 | 2028 | Coal | 0.71016 | 2213.648
RS00 | 2028 | Gas | 0.49863 | 277.9
RS00 | 2030 | Coal | 0.71016 | 2213.648
RS00 | 2030 | Gas | 0.49863 | 277.9
RS00 | 2033 | Coal | 0.71016 | 2213.648
RS00 | 2033 | Gas | 0.49863 | 277.9
SI00 | 2025 | Coal | 0.49659 | 81
SI00 | 2025 | Gas | 0.49659 | 112
SI00 | 2025 | Nuclear | 1 | 696
SI00 | 2028 | Coal | 0.49659 | 81
SI00 | 2028 | Gas | 0.49659 | 112
SI00 | 2028 | Nuclear | 1 | 696
SI00 | 2030 | Coal | 0.49659 | 81
SI00 | 2030 | Gas | 0.49659 | 112
SI00 | 2030 | Nuclear | 1 | 696
SI00 | 2033 | Coal | 0.49659 | 36
SI00 | 2033 | Gas | 0.49659 | 112
SI00 | 2033 | Nuclear | 1 | 696
UKNI | 2025 | Gas | 0.38301 | 947
UKNI | 2028 | Gas | 0.38301 | 947
UKNI | 2030 | Gas | 0.38301 | 947
UKNI | 2033 | Gas | 0.63725 | 408

## Capacity Derated
Node | TY | Technology | Weighted Average Derating Ratio | Sum of Derated Capacity (MW)
CY00 | 2025 | Gas | 0.98443 | 1503.2
CY00 | 2025 | Other non-RES | 0.9295 | 375
CY00 | 2028 | Gas | 0.98359 | 1871.6
CY00 | 2028 | Other non-RES | 0.9295 | 375
CY00 | 2030 | Gas | 0.98359 | 1871.6
CY00 | 2030 | Other non-RES | 0.9295 | 375
CY00 | 2033 | Gas | 0.98171 | 1383.6
CY00 | 2033 | Other non-RES | 0.9295 | 75
DKE1 | 2025 | Coal | 0.92603 | 231.89
DKE1 | 2025 | Gas | 0.95911 | 279.8664
DKE1 | 2025 | Other non-RES | 0.92603 | 18
DKE1 | 2028 | Coal | 0.92603 | 225.52
DKE1 | 2028 | Gas | 0.95891 | 269.8396
DKE1 | 2028 | Other non-RES | 0.92603 | 18
DKE1 | 2030 | Coal | 0.92603 | 225.52
DKE1 | 2030 | Gas | 0.95888 | 268.0992
DKE1 | 2030 | Other non-RES | 0.92603 | 18
DKE1 | 2033 | Coal | 0.92603 | 210.52
DKE1 | 2033 | Gas | 0.95861 | 255.6822
DKE1 | 2033 | Other non-RES | 0.92603 | 18
DKW1 | 2025 | Coal | 0.92603 | 219.068
DKW1 | 2025 | Gas | 0.95644 | 1050.944
DKW1 | 2025 | Other non-RES | 0.96438 | 61.1
DKW1 | 2028 | Coal | 0.92603 | 202.508
DKW1 | 2028 | Gas | 0.95781 | 800.4589
DKW1 | 2028 | Other non-RES | 0.96438 | 32
DKW1 | 2030 | Coal | 0.92603 | 171.2863
DKW1 | 2030 | Gas | 0.95708 | 721.2226
DKW1 | 2033 | Coal | 0.92603 | 161.6863
DKW1 | 2033 | Gas | 0.95878 | 576.7273
FI00 | 2025 | Other non-RES | 0.48375 | 470.5
FI00 | 2028 | Other non-RES | 0.48375 | 470.5
FI00 | 2030 | Other non-RES | 0.48733 | 390.5
FI00 | 2033 | Other non-RES | 0.53319 | 305.5
GR00 | 2025 | Gas | 0.97699 | 6862.362
GR00 | 2028 | Gas | 0.97699 | 7687.362
GR00 | 2030 | Gas | 0.97699 | 7687.362
GR00 | 2033 | Gas | 0.97699 | 7112.9
GR03 | 2025 | Other non-RES | 0.7 | 110
GR03 | 2028 | Other non-RES | 0.7 | 110
GR03 | 2030 | Other non-RES | 0.7 | 110
HR00 | 2025 | Coal | 0.66207 | 290
HR00 | 2025 | Gas | 0.65468 | 1474
HR00 | 2025 | Other non-RES | 0.079523 | 503
HR00 | 2028 | Coal | 0.66207 | 290
HR00 | 2028 | Gas | 0.65468 | 1474
HR00 | 2028 | Other non-RES | 0.079523 | 503
HR00 | 2030 | Coal | 0.66207 | 290
HR00 | 2030 | Gas | 0.65468 | 1474
HR00 | 2030 | Other non-RES | 0.079523 | 503
HR00 | 2033 | Coal | 0.66207 | 290
HR00 | 2033 | Gas | 1 | 700
HR00 | 2033 | Other non-RES | 0.2 | 200
HU00 | 2025 | Other non-RES | 0.90934 | 485
HU00 | 2028 | Other non-RES | 0.90934 | 485
HU00 | 2030 | Nuclear | 0.98664 | 1180
HU00 | 2030 | Other non-RES | 0.90934 | 485
HU00 | 2033 | Nuclear | 0.98664 | 2360
HU00 | 2033 | Other non-RES | 0.90934 | 485
ITCA | 2025 | Gas | 0.88797 | 3497.4
ITCA | 2028 | Gas | 0.88797 | 3497.4
ITCA | 2030 | Gas | 0.88797 | 3497.4
ITCA | 2033 | Gas | 0.88797 | 3497.4
ITCN | 2025 | Gas | 0.84142 | 1077.1
ITCN | 2028 | Gas | 0.84142 | 1077.1
ITCN | 2030 | Gas | 0.84142 | 1077.1
ITCN | 2033 | Gas | 0.84142 | 1077.1
ITCS | 2025 | Coal | 0.9251 | 1845
ITCS | 2025 | Gas | 0.87695 | 7112.9
ITCS | 2028 | Gas | 0.87695 | 7112.9
ITCS | 2030 | Gas | 0.87695 | 7112.9
ITCS | 2033 | Gas | 0.87695 | 7112.9
ITN1 | 2025 | Gas | 0.81744 | 25591
ITN1 | 2028 | Gas | 0.81744 | 25591
ITN1 | 2030 | Gas | 0.81744 | 25591
ITN1 | 2033 | Gas | 0.81744 | 25591
ITS1 | 2025 | Gas | 0.85802 | 3954
ITS1 | 2028 | Gas | 0.85802 | 3954
ITS1 | 2030 | Gas | 0.85802 | 3954
ITS1 | 2033 | Gas | 0.85802 | 3954
ITSA | 2025 | Coal | 0.85291 | 517
ITSA | 2025 | Gas | 0.80694 | 590
ITSA | 2028 | Coal | 0.91015 | 267
ITSI | 2025 | Gas | 0.87525 | 2700.29
ITSI | 2025 | Other non-RES | 0.90542 | 866
ITSI | 2028 | Gas | 0.87525 | 2700.29
ITSI | 2030 | Gas | 0.87525 | 2700.29
ITSI | 2033 | Gas | 0.87525 | 2700.29
LUG1 | 2025 | Other non-RES | 0.5 | 69
LUG1 | 2028 | Other non-RES | 0.5 | 69
LUG1 | 2030 | Other non-RES | 0.5 | 69
LUG1 | 2033 | Other non-RES | 0.5 | 69
ME00 | 2025 | Coal | 1 | 225
ME00 | 2028 | Coal | 1 | 225
ME00 | 2030 | Coal | 1 | 225
NL00 | 2025 | Other non-RES | 0.85 | 4599.5
NL00 | 2028 | Other non-RES | 0.85 | 4446.5
NL00 | 2030 | Other non-RES | 0.85 | 4381.5
NL00 | 2033 | Other non-RES | 0.85 | 4381.5
NOM1 | 2025 | Other non-RES | 1 | 20
NOM1 | 2028 | Other non-RES | 1 | 20
NOM1 | 2030 | Other non-RES | 1 | 20
NOM1 | 2033 | Other non-RES | 1 | 20
NON1 | 2025 | Other non-RES | 1 | 195
NON1 | 2028 | Other non-RES | 1 | 195
NON1 | 2030 | Other non-RES | 1 | 195
NON1 | 2033 | Other non-RES | 1 | 195
NOS0 | 2025 | Other non-RES | 1 | 50
NOS0 | 2028 | Other non-RES | 1 | 50
NOS0 | 2030 | Other non-RES | 1 | 50
NOS0 | 2033 | Other non-RES | 1 | 50
RO00 | 2025 | Coal | 0.29087 | 130
RO00 | 2025 | Gas | 0.7891 | 391
RO00 | 2028 | Coal | 0.29087 | 130
RO00 | 2028 | Gas | 0.7891 | 391
RO00 | 2030 | Coal | 0.29087 | 130
RO00 | 2030 | Gas | 0.7891 | 391
RO00 | 2033 | Gas | 0.7891 | 391
RS00 | 2025 | Coal | 0.96583 | 1989
RS00 | 2028 | Coal | 0.96583 | 1989
RS00 | 2030 | Coal | 0.96583 | 1989
RS00 | 2033 | Coal | 0.96583 | 1989
UKNI | 2025 | Other non-RES | 0.97405 | 9
UKNI | 2028 | Other non-RES | 0.97405 | 9
UKNI | 2030 | Other non-RES | 0.97405 | 9

## Thermal Properties
ENTSO-E Market Modelling Database
Standard thermal characteristics | Category # | Fuel | Type | Efficiency range in NCV terms | Standard efficiency in NCV terms | CO2 emission factor | Variable O&M cost | Min Time on | Min Time off | Start-up fuel consumption - warm start | Start-up fix cost (e.g. wear) warm start | Start-up fuel consumption - cold start | Start-up fix cost (e.g. wear) cold start | Start-up fuel consumption - hot start | Start-up fix cost (e.g. wear) hot start
|  |  |  | % | % | kg / Net GJ | €/MWh | hours | hours | Net GJ /MW. start | € /MW. start | Net GJ /MW. start | € /MW. start | Net GJ /MW. start | € /MW. start | Transition time [h] from hot to warm | Transition time [h] from hot to cold
| 1 | Nuclear | - | 30% - 35% | 33% | 0 | 9 | 12 | 12 | 14 | 21
| 2 | Hard coal | old 1 | 30% - 37% | 35% | 94 | 3.3 | 8 | 8 | 18 | 69.69 | 21 | 93.97 | 10.5 | 49.33 | 12 | 72
| 3 | Hard coal | old 2 | 38% - 43% | 40% | 94 | 3.3 | 6 | 6 | 18 | 50.12 | 21 | 81.44 | 10.5 | 42.29 | 12 | 72
| 4 | Hard coal | New | 44% - 46% | 46% | 94 | 3.3 | 5 | 5 | 18 | 42.29 | 21 | 57.17 | 10.5 | 30.54 | 12 | 72
| 5 | Hard coal | CCS | 30% - 40% | 38% | 9.4 | 6.6 | 7 | 7 | 18 | 50.12 | 21 | 81.44 | 10.5 | 42.29 | 12 | 72
| 6 | Lignite | old 1 | 30% - 37% | 35% | 101 | 3.3 | 11 | 11 | 18 | 69.69 | 21 | 93.97 | 10.5 | 49.33 | 12 | 72
| 7 | Lignite | old 2 | 38% - 43% | 40% | 101 | 3.3 | 9 | 9 | 18 | 50.12 | 21 | 81.44 | 10.5 | 42.29 | 12 | 72
| 8 | Lignite | New | 44% - 46% | 46% | 101 | 3.3 | 8 | 8 | 18 | 42.29 | 21 | 57.17 | 10.5 | 30.54 | 12 | 72
| 9 | Lignite | CCS | 30% - 40% | 38% | 10.1 | 6.6 | 10 | 10 | 18 | 50.12 | 21 | 81.44 | 10.5 | 42.29 | 12 | 72
| 10 | Gas | conventional old 1 | 25% - 38% | 36% | 57 | 1.1 | 5 | 5 | 7.6 | 68.13 | 9.7 | 69.69 | 4.1 | 32.89 | 8 | 48
| 11 | Gas | conventional old 2 | 39% - 42% | 41% | 57 | 1.1 | 5 | 5 | 7.6 | 45.42 | 9.7 | 58.73 | 4.1 | 28.19 | 8 | 48
| 12 | Gas | CCGT old 1 | 33% - 44% | 40% | 57 | 1.6 | 3 | 3 | 7.6 | 72.83 | 9.7 | 79.09 | 4.1 | 43.85 | 8 | 48
| 13 | Gas | CCGT old 2 | 45% - 52% | 48% | 57 | 1.6 | 3 | 3 | 7.6 | 43.07 | 9.7 | 61.86 | 4.1 | 27.41 | 8 | 48
| 14 | Gas | CCGT present 1 | 53% - 60% | 56% | 57 | 1.6 | 2 | 2 | 7.6 | 25.06 | 9.7 | 36.02 | 4.1 | 21.93 | 8 | 48
| 15 | Gas | CCGT present 2 | 53% - 60% | 58% | 57 | 1.6 | 2 | 2 | 7.6 | 25.06 | 9.7 | 36.02 | 4.1 | 21.93 | 8 | 48
| 16 | Gas | CCGT new | 53% - 60% | 60% | 57 | 1.6 | 2 | 2 | 7.6 | 25.06 | 9.7 | 36.02 | 4.1 | 21.93 | 8 | 48
| 17 | Gas | CCGT CCS | 43% - 52% | 51% | 5.7 | 3.2 | 4 | 4 | 7.6 | 43.07 | 9.7 | 61.86 | 4.1 | 27.41 | 8 | 48
| 18 | Gas | OCGT old | 35% - 38% | 35% | 57 | 1.6 | 1 | 1 | 0.21 | 52.47 | 0.25 | 52.47 | 0.2 | 30.54 | 2 | 3
| 19 | Gas | OCGT new | 39% - 44% | 42% | 57 | 1.6 | 1 | 1 | 0.21 | 20.36 | 0.25 | 24.28 | 0.2 | 17.23 | 2 | 3
| 20 | Light oil | - | 32% - 38% | 35% | 78 | 1.1 | 1 | 1 | 0.21 | 36 | 0.25 | 38.4 | 0.2 | 24 | 2 | 3
| 21 | Heavy oil | old 1 | 25% - 37% | 35% | 78 | 3.3 | 3 | 3 | 7.6 | 70 | 9.7 | 93.97 | 4.1 | 49.33 | 8 | 48
| 22 | Heavy oil | old 2 | 38% - 43% | 40% | 78 | 3.3 | 3 | 3 | 7.6 | 50 | 9.7 | 81.44 | 4.1 | 42.29 | 8 | 48
| 23 | Oil shale | old | 28% - 33% | 29% | 100 | 3.3 | 11 | 11 | 18 | 60 | 21 | 88 | 10.5 | 46 | 12 | 72
| 24 | Oil shale | new | 34% - 39% | 39% | 100 | 3.3 | 8 | 8 | 18 | 42 | 21 | 57.17 | 10.5 | 31 | 12 | 72
25
Default thermal characteristics | Category # | Fuel | Type | Unavailability |  |  |  | Minimum stable generation | Ramp up rate | Ramp down rate | Fixed generation reduction
(can be changed by TSOs in "Thermal" sheet) |  |  |  | Forced outage |  | Planned outage
|  |  |  | annual rate | Mean time to repair | annual rate | winter
|  |  |  | % | Days | number of days | % of annual number of days | (% of max power) | % of max output power / min | % of max output power / min | % of max output power
| 1 | Nuclear | - | 5% | 7 | 54 | 15% | 40% | 5% | 5% | 0%
| 2 | Hard coal | old 1 | 10% | 1 | 27 | 15% | 40% | 2% | 5% | 0%
| 3 | Hard coal | old 2 | 10% | 1 | 27 | 15% | 40% | 2% | 5% | 0%
| 4 | Hard coal | New | 7.5% | 1 | 27 | 15% | 25% | 4% | 5% | 0%
| 5 | Hard coal | CCS | 7.5% | 1 | 27 | 15% | 25% | 4% | 5% | 0%
| 6 | Lignite | old 1 | 10% | 1 | 27 | 15% | 50% | 2% | 5% | 0%
| 7 | Lignite | old 2 | 10% | 1 | 27 | 15% | 50% | 2% | 5% | 0%
| 8 | Lignite | New | 7.5% | 1 | 27 | 15% | 50% | 2% | 5% | 0%
| 9 | Lignite | CCS | 7.5% | 1 | 27 | 15% | 50% | 2% | 5% | 0%
| 10 | Gas | conventional old 1 | 8% | 1 | 27 | 15% | 20% | 15% | 15% | 0%
| 11 | Gas | conventional old 2 | 8% | 1 | 27 | 15% | 20% | 15% | 15% | 0%
| 12 | Gas | CCGT old 1 | 8% | 1 | 27 | 15% | 50% | 2% | 5% | 0%
| 13 | Gas | CCGT old 2 | 8% | 1 | 27 | 15% | 50% | 2% | 5% | 0%
| 14 | Gas | CCGT present 1 | 5% | 1 | 27 | 15% | 40% | 4% | 5% | 0%
| 15 | Gas | CCGT present 2 | 5% | 1 | 27 | 15% | 40% | 4% | 5% | 0%
| 16 | Gas | CCGT new | 5% | 1 | 27 | 15% | 40% | 4% | 5% | 0%
| 17 | Gas | CCGT CCS | 5% | 1 | 27 | 15% | 40% | 4% | 5% | 0%
| 18 | Gas | OCGT old | 8% | 1 | 13 | 15% | 50% | 8% | 8% | 0%
| 19 | Gas | OCGT new | 5% | 1 | 13 | 15% | 40% | 12% | 12% | 0%
| 20 | Light oil | - | 8% | 1 | 13 | 15% | 50% | 8% | 8% | 0%
| 21 | Heavy oil | old 1 | 10% | 1 | 27 | 15% | 50% | 8% | 8% | 0%
| 22 | Heavy oil | old 2 | 10% | 1 | 27 | 15% | 50% | 8% | 8% | 0%
| 23 | Oil shale | old | 10% | 1 | 27 | 15% | 50% | 8% | 8% | 0%
| 24 | Oil shale | new | 7.5% | 1 | 27 | 15% | 50% | 8% | 8% | 0%
25
Note on J36: Lazaros Exizidis: Proposal based on METIS Technical Note T2 ARTELYS

## Forced Outage Rates
Node | TY | Technology | Average Forced outage rate | Weighted Average Forced outage rate | Sum of Capacity with forced outage (MW)
AL00 | 2025 | Gas | 0.08 | 0.08 | 100
AL00 | 2025 | Other non-RES | 0.1 | 0.1 | 120
AL00 | 2028 | Gas | 0.06 | 0.06 | 300
AL00 | 2030 | Gas | 0.06 | 0.06 | 300
AL00 | 2033 | Gas | 0.06 | 0.06 | 300
AT00 | 2025 | Gas | 0.075636 | 0.064278 | 4146.12
AT00 | 2025 | Other non-RES | 0.08 | 0.08 | 965.24
AT00 | 2028 | Gas | 0.075294 | 0.060024 | 3263.12
AT00 | 2028 | Other non-RES | 0.08 | 0.08 | 965.24
AT00 | 2030 | Gas | 0.0752 | 0.060007 | 3260.29
AT00 | 2030 | Other non-RES | 0.08 | 0.08 | 965.24
AT00 | 2033 | Gas | 0.074194 | 0.059278 | 2035.26
AT00 | 2033 | Other non-RES | 0.08 | 0.08 | 679
BA00 | 2025 | Coal | 0.1 | 0.1 | 1798
BA00 | 2028 | Coal | 0.096429 | 0.094136 | 1748
BA00 | 2030 | Coal | 0.096429 | 0.094136 | 1748
BA00 | 2033 | Coal | 0.096429 | 0.094136 | 1748
BE00 | 2025 | Coal | 0.1 | 0.1 | 354.4
BE00 | 2025 | Gas | 0.068182 | 0.058199 | 4944.4
BE00 | 2025 | Nuclear | 0.05 | 0.05 | 3929
BE00 | 2025 | Other non-RES | 0.094 | 0.081708 | 1639
BE00 | 2028 | Coal | 0.1 | 0.1 | 354.4
BE00 | 2028 | Gas | 0.068387 | 0.055183 | 5041.1
BE00 | 2028 | Nuclear | 0.2 | 0.2 | 2077
BE00 | 2028 | Other non-RES | 0.094 | 0.081615 | 1734
BE00 | 2030 | Coal | 0.1 | 0.1 | 354.4
BE00 | 2030 | Gas | 0.069 | 0.055653 | 4622.1
BE00 | 2030 | Nuclear | 0.2 | 0.2 | 2077
BE00 | 2030 | Other non-RES | 0.094 | 0.081615 | 1734
BE00 | 2033 | Coal | 0.1 | 0.1 | 354.4
BE00 | 2033 | Gas | 0.068621 | 0.055425 | 4579.1
BE00 | 2033 | Nuclear | 0.2 | 0.2 | 2077
BE00 | 2033 | Other non-RES | 0.094 | 0.081615 | 1734
BG00 | 2025 | Coal | 0.1 | 0.1 | 3487
BG00 | 2025 | Gas | 0.0675 | 0.073382 | 1242
BG00 | 2025 | Nuclear | 0.05 | 0.05 | 2000
BG00 | 2028 | Coal | 0.1 | 0.1 | 2842
BG00 | 2028 | Gas | 0.065 | 0.06838 | 1580
BG00 | 2028 | Nuclear | 0.05 | 0.05 | 2000
BG00 | 2030 | Coal | 0.1 | 0.1 | 2504
BG00 | 2030 | Gas | 0.063125 | 0.064667 | 1980
BG00 | 2030 | Nuclear | 0.05 | 0.05 | 2000
BG00 | 2033 | Coal | 0.1 | 0.1 | 1898
BG00 | 2033 | Gas | 0.063125 | 0.064667 | 1980
BG00 | 2033 | Nuclear | 0.05 | 0.05 | 2000
CH00 | 2025 | Gas | 0.07 | 0.057679 | 336
CH00 | 2025 | Nuclear | 0.05 | 0.05 | 2930
CH00 | 2025 | Other non-RES | 0.08 | 0.08 | 581.1469
CH00 | 2028 | Nuclear | 0.05 | 0.05 | 2930
CH00 | 2028 | Other non-RES | 0.08 | 0.08 | 574.5797
CH00 | 2030 | Nuclear | 0.05 | 0.05 | 1190
CH00 | 2030 | Other non-RES | 0.08 | 0.08 | 566.5991
CH00 | 2033 | Nuclear | 0.05 | 0.05 | 1190
CH00 | 2033 | Other non-RES | 0.08 | 0.08 | 544.3042
CY00 | 2025 | Gas | 0.048 | 0.054269 | 956.2
CY00 | 2025 | Other non-RES | 0.072941 | 0.062047 | 630.3
CY00 | 2028 | Gas | 0.055556 | 0.055299 | 1322.88
CY00 | 2028 | Other non-RES | 0.072941 | 0.062047 | 630.3
CY00 | 2030 | Gas | 0.055556 | 0.055299 | 1322.88
CY00 | 2030 | Other non-RES | 0.082727 | 0.070568 | 285.3
CY00 | 2033 | Gas | 0.0552 | 0.054235 | 1078.88
CY00 | 2033 | Other non-RES | 0.10143 | 0.09337 | 135.3
CZ00 | 2025 | Coal | 0.1 | 0.1 | 5936.1
CZ00 | 2025 | Gas | 0.063333 | 0.058837 | 1344.4
CZ00 | 2025 | Nuclear | 0.05 | 0.05 | 4047.2
CZ00 | 2025 | Other non-RES | 0.09 | 0.093225 | 2012.3
CZ00 | 2028 | Coal | 0.1 | 0.1 | 5016.8
CZ00 | 2028 | Gas | 0.058 | 0.055821 | 2041
CZ00 | 2028 | Nuclear | 0.05 | 0.05 | 4047.2
CZ00 | 2028 | Other non-RES | 0.09 | 0.092169 | 1813.9
CZ00 | 2030 | Coal | 0.1 | 0.1 | 4790.8
CZ00 | 2030 | Gas | 0.0575 | 0.054521 | 2627.5
CZ00 | 2030 | Nuclear | 0.05 | 0.05 | 4047.2
CZ00 | 2030 | Other non-RES | 0.09 | 0.091707 | 1709.2
CZ00 | 2033 | Gas | 0.056316 | 0.054252 | 2793.7
CZ00 | 2033 | Nuclear | 0.05 | 0.05 | 4047.2
CZ00 | 2033 | Other non-RES | 0.09 | 0.08 | 1017.2
DE00 | 2025 | Coal | 0.095455 | 0.090257 | 27473.237
DE00 | 2025 | Gas | 0.06248 | 0.05903 | 32541.3039
DE00 | 2025 | Other non-RES | 0.08 | 0.08 | 11901.35
DE00 | 2028 | Coal | 0.092391 | 0.087328 | 19328.11
DE00 | 2028 | Gas | 0.06237 | 0.058148 | 33773.3039
DE00 | 2028 | Other non-RES | 0.08 | 0.08 | 9885.45
DE00 | 2030 | Gas | 0.062639 | 0.058715 | 35504.3039
DE00 | 2030 | Other non-RES | 0.08 | 0.08 | 9165.35
DE00 | 2033 | Gas | 0.062379 | 0.058709 | 35084.6239
DE00 | 2033 | Other non-RES | 0.08 | 0.08 | 6212.35
DKE1 | 2025 | Coal | 0.097368 | 0.090827 | 1171.89
DKE1 | 2025 | Gas | 0.066 | 0.073179 | 443.0664
DKE1 | 2025 | Other non-RES | 0.085 | 0.082184 | 596.1
DKE1 | 2028 | Coal | 0.097368 | 0.090777 | 1165.52
DKE1 | 2028 | Gas | 0.065 | 0.071107 | 339.8396
DKE1 | 2028 | Other non-RES | 0.085 | 0.082184 | 596.1
DKE1 | 2030 | Coal | 0.097368 | 0.090777 | 1165.52
DKE1 | 2030 | Gas | 0.065 | 0.071061 | 338.0992
DKE1 | 2030 | Other non-RES | 0.085 | 0.082184 | 596.1
DKE1 | 2033 | Coal | 0.097222 | 0.090656 | 1150.52
DKE1 | 2033 | Gas | 0.066154 | 0.071744 | 325.6822
DKE1 | 2033 | Other non-RES | 0.085 | 0.082184 | 596.1
DKW1 | 2025 | Coal | 0.1 | 0.1 | 1235.848
DKW1 | 2025 | Gas | 0.069535 | 0.077931 | 1784.064
DKW1 | 2025 | Other non-RES | 0.08 | 0.08 | 226.9
DKW1 | 2028 | Coal | 0.1 | 0.1 | 1219.288
DKW1 | 2028 | Gas | 0.069143 | 0.07794 | 1533.5789
DKW1 | 2028 | Other non-RES | 0.08 | 0.08 | 197.8
DKW1 | 2030 | Coal | 0.1 | 0.1 | 778.0663
DKW1 | 2030 | Gas | 0.070938 | 0.078609 | 1454.3426
DKW1 | 2030 | Other non-RES | 0.08 | 0.08 | 165.8
DKW1 | 2033 | Coal | 0.1 | 0.1 | 411.4663
DKW1 | 2033 | Gas | 0.073043 | 0.077832 | 593.9273
DKW1 | 2033 | Other non-RES | 0.08 | 0.08 | 151.8
EE00 | 2025 | Gas | 0.05 | 0.05 | 250
EE00 | 2025 | Other non-RES | 0.16125 | 0.15946 | 1466.892
EE00 | 2028 | Gas | 0.05 | 0.05 | 250
EE00 | 2028 | Other non-RES | 0.138 | 0.13868 | 965.952
EE00 | 2030 | Gas | 0.05 | 0.05 | 250
EE00 | 2030 | Other non-RES | 0.138 | 0.13868 | 965.952
EE00 | 2033 | Gas | 0.05 | 0.05 | 250
EE00 | 2033 | Other non-RES | 0.12333 | 0.12702 | 598.952
ES00 | 2025 | Coal | 0.1 | 0.1 | 561.8
ES00 | 2025 | Gas | 0.05 | 0.05 | 24498.56
ES00 | 2025 | Nuclear | 0.05 | 0.05 | 7117.36
ES00 | 2025 | Other non-RES | 0.08 | 0.08 | 4400.4857
ES00 | 2028 | Gas | 0.05 | 0.05 | 24498.56
ES00 | 2028 | Nuclear | 0.05 | 0.05 | 6106.36
ES00 | 2028 | Other non-RES | 0.08 | 0.08 | 4144.9207
ES00 | 2030 | Gas | 0.05 | 0.05 | 24498.56
ES00 | 2030 | Nuclear | 0.05 | 0.05 | 5100.36
ES00 | 2030 | Other non-RES | 0.08 | 0.08 | 3980.011
ES00 | 2033 | Gas | 0.05 | 0.05 | 24498.56
ES00 | 2033 | Nuclear | 0.05 | 0.05 | 2048.72
ES00 | 2033 | Other non-RES | 0.08 | 0.08 | 3980.011
FI00 | 2025 | Coal | 0.04 | 0.04 | 1436
FI00 | 2025 | Gas | 0.04 | 0.04 | 1148
FI00 | 2025 | Nuclear | 0.026 | 0.030924 | 4394
FI00 | 2025 | Other non-RES | 0.085 | 0.083401 | 470.5
FI00 | 2028 | Coal | 0.04 | 0.04 | 1436
FI00 | 2028 | Gas | 0.04 | 0.04 | 1044
FI00 | 2028 | Nuclear | 0.026 | 0.030924 | 4394
FI00 | 2028 | Other non-RES | 0.085 | 0.083401 | 470.5
FI00 | 2030 | Coal | 0.04 | 0.04 | 1196
FI00 | 2030 | Gas | 0.04 | 0.04 | 999
FI00 | 2030 | Nuclear | 0.026 | 0.030924 | 4394
FI00 | 2030 | Other non-RES | 0.08 | 0.08 | 390.5
FI00 | 2033 | Coal | 0.04 | 0.04 | 1146
FI00 | 2033 | Gas | 0.04 | 0.04 | 999
FI00 | 2033 | Nuclear | 0.026 | 0.030924 | 4394
FI00 | 2033 | Other non-RES | 0.08 | 0.08 | 305.5
FR00 | 2025 | Gas | 0.051579 | 0.05083 | 7189
FR00 | 2025 | Nuclear | 0.06 | 0.06 | 61761
FR00 | 2025 | Other non-RES | 0.08 | 0.08 | 7130.6
FR00 | 2028 | Gas | 0.051579 | 0.05083 | 7189
FR00 | 2028 | Nuclear | 0.06 | 0.06 | 61761
FR00 | 2028 | Other non-RES | 0.08 | 0.08 | 5771
FR00 | 2030 | Gas | 0.051579 | 0.05083 | 7189
FR00 | 2030 | Nuclear | 0.06 | 0.06 | 61761
FR00 | 2030 | Other non-RES | 0.08 | 0.08 | 5371
FR00 | 2033 | Gas | 0.051579 | 0.05083 | 7189
FR00 | 2033 | Nuclear | 0.06 | 0.06 | 61761
FR00 | 2033 | Other non-RES | 0.08 | 0.08 | 3400.6
GR00 | 2025 | Coal | 0.075 | 0.075 | 660
GR00 | 2025 | Gas | 0.068125 | 0.064155 | 6862.362
GR00 | 2028 | Coal | 0.075 | 0.075 | 660
GR00 | 2028 | Gas | 0.067059 | 0.062636 | 7687.362
GR00 | 2030 | Gas | 0.067059 | 0.062636 | 7687.362
GR00 | 2033 | Gas | 0.053333 | 0.052123 | 7112.9
GR03 | 2025 | Other non-RES | 0.084444 | 0.084804 | 408
GR03 | 2028 | Other non-RES | 0.084444 | 0.084804 | 408
GR03 | 2030 | Other non-RES | 0.084444 | 0.084804 | 408
HR00 | 2025 | Coal | 0.075 | 0.075 | 290
HR00 | 2025 | Gas | 0.068947 | 0.065753 | 1474
HR00 | 2025 | Other non-RES | 0.086667 | 0.092048 | 503
HR00 | 2028 | Coal | 0.075 | 0.075 | 290
HR00 | 2028 | Gas | 0.068947 | 0.065753 | 1474
HR00 | 2028 | Other non-RES | 0.086667 | 0.092048 | 503
HR00 | 2030 | Coal | 0.075 | 0.075 | 290
HR00 | 2030 | Gas | 0.068947 | 0.065753 | 1474
HR00 | 2030 | Other non-RES | 0.086667 | 0.092048 | 503
HR00 | 2033 | Coal | 0.075 | 0.075 | 290
HR00 | 2033 | Gas | 0.05 | 0.05 | 700
HR00 | 2033 | Other non-RES | 0.08 | 0.08 | 200
HU00 | 2025 | Coal | 0.1 | 0.1 | 785.5
HU00 | 2025 | Gas | 0.071176 | 0.066638 | 2222.8
HU00 | 2025 | Nuclear | 0.05 | 0.05 | 1917
HU00 | 2025 | Other non-RES | 0.08 | 0.08 | 1459.8994
HU00 | 2028 | Coal | 0.1 | 0.1 | 173.5
HU00 | 2028 | Gas | 0.066667 | 0.060183 | 3374.4
HU00 | 2028 | Nuclear | 0.05 | 0.05 | 1917
HU00 | 2028 | Other non-RES | 0.08 | 0.08 | 1578.4854
HU00 | 2030 | Coal | 0.1 | 0.1 | 102.1
HU00 | 2030 | Gas | 0.064 | 0.059197 | 3214.4
HU00 | 2030 | Nuclear | 0.05 | 0.05 | 3097
HU00 | 2030 | Other non-RES | 0.08 | 0.08 | 1596.4084
HU00 | 2033 | Coal | 0.1 | 0.1 | 75.1
HU00 | 2033 | Gas | 0.065 | 0.059224 | 3054
HU00 | 2033 | Nuclear | 0.05 | 0.05 | 4277
HU00 | 2033 | Other non-RES | 0.08 | 0.08 | 1605.4084
IE00 | 2025 | Coal | 0.1871 | 0.29997 | 755.1
IE00 | 2025 | Gas | 0.062007 | 0.072374 | 3888.1565
IE00 | 2025 | Other non-RES | 0.060525 | 0.13176 | 680.2
IE00 | 2028 | Coal | 0.055533 | 0.03982 | 185.1
IE00 | 2028 | Gas | 0.054029 | 0.066829 | 4878.3565
IE00 | 2028 | Other non-RES | 0.03804 | 0.049753 | 326
IE00 | 2030 | Coal | 0.055533 | 0.03982 | 185.1
IE00 | 2030 | Gas | 0.053765 | 0.064272 | 5818.3565
IE00 | 2030 | Other non-RES | 0.03804 | 0.049753 | 326
IE00 | 2033 | Coal | 0.0726 | 0.068107 | 73
IE00 | 2033 | Gas | 0.053765 | 0.064272 | 5818.3565
IE00 | 2033 | Other non-RES | 0.02755 | 0.02755 | 188
ITCA | 2025 | Gas | 0.0575 | 0.051916 | 3497.4
ITCA | 2025 | Other non-RES | 0.08 | 0.08 | 30
ITCA | 2028 | Gas | 0.0575 | 0.051916 | 3497.4
ITCA | 2028 | Other non-RES | 0.08 | 0.08 | 30
ITCA | 2030 | Gas | 0.0575 | 0.051916 | 3497.4
ITCA | 2030 | Other non-RES | 0.08 | 0.08 | 30
ITCA | 2033 | Gas | 0.0575 | 0.051916 | 3497.4
ITCA | 2033 | Other non-RES | 0.08 | 0.08 | 30
ITCN | 2025 | Gas | 0.06 | 0.054596 | 1077.1
ITCN | 2025 | Other non-RES | 0.08 | 0.08 | 1154.13
ITCN | 2028 | Gas | 0.06 | 0.054596 | 1077.1
ITCN | 2028 | Other non-RES | 0.08 | 0.08 | 1154.13
ITCN | 2030 | Gas | 0.06 | 0.054596 | 1077.1
ITCN | 2030 | Other non-RES | 0.08 | 0.08 | 1154.13
ITCN | 2033 | Gas | 0.06 | 0.054596 | 1077.1
ITCN | 2033 | Other non-RES | 0.08 | 0.08 | 1154.13
ITCS | 2025 | Coal | 0.075 | 0.075 | 1845
ITCS | 2025 | Gas | 0.057826 | 0.054946 | 7112.9
ITCS | 2025 | Other non-RES | 0.086667 | 0.080353 | 882.69
ITCS | 2028 | Gas | 0.057826 | 0.054946 | 7112.9
ITCS | 2028 | Other non-RES | 0.086667 | 0.080353 | 882.69
ITCS | 2030 | Gas | 0.057826 | 0.054946 | 7112.9
ITCS | 2030 | Other non-RES | 0.086667 | 0.080353 | 882.69
ITCS | 2033 | Gas | 0.057826 | 0.054946 | 7112.9
ITCS | 2033 | Other non-RES | 0.086667 | 0.080353 | 882.69
ITN1 | 2025 | Gas | 0.056207 | 0.052352 | 24234
ITN1 | 2025 | Other non-RES | 0.08 | 0.08 | 4060.8
ITN1 | 2028 | Gas | 0.056207 | 0.052352 | 24234
ITN1 | 2028 | Other non-RES | 0.08 | 0.08 | 4060.8
ITN1 | 2030 | Gas | 0.056207 | 0.052352 | 24234
ITN1 | 2030 | Other non-RES | 0.08 | 0.08 | 4060.8
ITN1 | 2033 | Gas | 0.056207 | 0.052352 | 24234
ITN1 | 2033 | Other non-RES | 0.08 | 0.08 | 4060.8
ITS1 | 2025 | Gas | 0.055455 | 0.051882 | 3954
ITS1 | 2025 | Other non-RES | 0.08 | 0.08 | 1150.71
ITS1 | 2028 | Gas | 0.055455 | 0.051882 | 3954
ITS1 | 2028 | Other non-RES | 0.08 | 0.08 | 1150.71
ITS1 | 2030 | Gas | 0.055455 | 0.051882 | 3954
ITS1 | 2030 | Other non-RES | 0.08 | 0.08 | 1150.71
ITS1 | 2033 | Gas | 0.055455 | 0.051882 | 3954
ITS1 | 2033 | Other non-RES | 0.08 | 0.08 | 1150.71
ITSA | 2025 | Coal | 0.1 | 0.1 | 517
ITSA | 2025 | Gas | 0.08 | 0.08 | 590
ITSA | 2025 | Other non-RES | 0.093333 | 0.095 | 228
ITSA | 2028 | Coal | 0.1 | 0.1 | 267
ITSA | 2028 | Other non-RES | 0.093333 | 0.095 | 228
ITSA | 2030 | Other non-RES | 0.093333 | 0.098486 | 185
ITSA | 2033 | Other non-RES | 0.093333 | 0.098486 | 185
ITSI | 2025 | Gas | 0.06 | 0.055518 | 2756.29
ITSI | 2025 | Other non-RES | 0.0925 | 0.089079 | 2048.7
ITSI | 2028 | Gas | 0.06 | 0.055518 | 2756.29
ITSI | 2028 | Other non-RES | 0.085 | 0.081082 | 1182.7
ITSI | 2030 | Gas | 0.06 | 0.055518 | 2756.29
ITSI | 2030 | Other non-RES | 0.085 | 0.081082 | 1182.7
ITSI | 2033 | Gas | 0.06 | 0.055518 | 2756.29
ITSI | 2033 | Other non-RES | 0.085 | 0.081082 | 1182.7
LT00 | 2025 | Gas | 0.07 | 0.069675 | 1171
LT00 | 2025 | Other non-RES | 0.08 | 0.08 | 108.89
LT00 | 2028 | Gas | 0.067143 | 0.068182 | 1023
LT00 | 2028 | Other non-RES | 0.08 | 0.08 | 106.89
LT00 | 2030 | Gas | 0.067143 | 0.068182 | 1023
LT00 | 2030 | Other non-RES | 0.08 | 0.08 | 106.89
LT00 | 2033 | Gas | 0.067143 | 0.068182 | 1023
LT00 | 2033 | Other non-RES | 0.08 | 0.08 | 106.89
LUG1 | 2025 | Other non-RES | 0.08 | 0.08 | 69
LUG1 | 2028 | Other non-RES | 0.08 | 0.08 | 69
LUG1 | 2030 | Other non-RES | 0.08 | 0.08 | 69
LUG1 | 2033 | Other non-RES | 0.08 | 0.08 | 69
LV00 | 2025 | Gas | 0.05 | 0.05 | 1077
LV00 | 2028 | Gas | 0.05 | 0.05 | 1077
LV00 | 2030 | Gas | 0.05 | 0.05 | 1077
LV00 | 2033 | Gas | 0.05 | 0.05 | 1077
ME00 | 2025 | Coal | 0.0875 | 0.0875 | 450
ME00 | 2028 | Coal | 0.0875 | 0.0875 | 450
ME00 | 2030 | Coal | 0.0875 | 0.0875 | 450
ME00 | 2033 | Coal | 0.075 | 0.075 | 225
MK00 | 2025 | Gas | 0.062 | 0.053217 | 559.5
MK00 | 2028 | Gas | 0.06 | 0.05237 | 759.5
MK00 | 2030 | Gas | 0.06 | 0.05237 | 759.5
MK00 | 2033 | Gas | 0.06 | 0.05237 | 759.5
MT00 | 2025 | Gas | 0.08 | 0.08 | 336.3
MT00 | 2025 | Other non-RES | 0.08 | 0.08 | 215
MT00 | 2028 | Gas | 0.08 | 0.08 | 336.3
MT00 | 2028 | Other non-RES | 0.08 | 0.08 | 215
MT00 | 2030 | Gas | 0.0775 | 0.070746 | 486.3
MT00 | 2030 | Other non-RES | 0.08 | 0.08 | 215
MT00 | 2033 | Gas | 0.0775 | 0.070746 | 486.3
NL00 | 2025 | Coal | 0.08 | 0.08 | 4012
NL00 | 2025 | Gas | 0.071207 | 0.071207 | 13556.5
NL00 | 2025 | Nuclear | 0.03 | 0.03 | 486
NL00 | 2025 | Other non-RES | 0.08 | 0.08 | 4599.5
NL00 | 2028 | Coal | 0.08 | 0.08 | 4012
NL00 | 2028 | Gas | 0.071207 | 0.071207 | 13556.5
NL00 | 2028 | Nuclear | 0.03 | 0.03 | 486
NL00 | 2028 | Other non-RES | 0.08 | 0.08 | 4446.5
NL00 | 2030 | Coal | 0.075 | 0.075 | 0
NL00 | 2030 | Gas | 0.070727 | 0.070727 | 12700.5
NL00 | 2030 | Nuclear | 0.03 | 0.03 | 486
NL00 | 2030 | Other non-RES | 0.08 | 0.08 | 4381.5
NL00 | 2033 | Coal | 0.075 | 0.075 | 0
NL00 | 2033 | Gas | 0.070357 | 0.070357 | 13060.5
NL00 | 2033 | Nuclear | 0.03 | 0.03 | 486
NL00 | 2033 | Other non-RES | 0.08 | 0.08 | 4381.5
NOM1 | 2025 | Other non-RES | 0.08 | 0.08 | 20
NOM1 | 2028 | Other non-RES | 0.08 | 0.08 | 20
NOM1 | 2030 | Other non-RES | 0.08 | 0.08 | 20
NOM1 | 2033 | Other non-RES | 0.08 | 0.08 | 20
NON1 | 2025 | Other non-RES | 0.08 | 0.08 | 195
NON1 | 2028 | Other non-RES | 0.08 | 0.08 | 195
NON1 | 2030 | Other non-RES | 0.08 | 0.08 | 195
NON1 | 2033 | Other non-RES | 0.08 | 0.08 | 195
NOS0 | 2025 | Other non-RES | 0.08 | 0.08 | 50
NOS0 | 2028 | Other non-RES | 0.08 | 0.08 | 50
NOS0 | 2030 | Other non-RES | 0.08 | 0.08 | 50
NOS0 | 2033 | Other non-RES | 0.08 | 0.08 | 50
PL00 | 2025 | Coal | 0.0733 | 0.0733 | 20807.39
PL00 | 2025 | Gas | 0.0652 | 0.0652 | 3728.82
PL00 | 2025 | Other non-RES | 0 | 0 | 6485.9611
PL00 | 2028 | Coal | 0.0733 | 0.0733 | 19268.19
PL00 | 2028 | Gas | 0.0652 | 0.0652 | 5817.7144
PL00 | 2028 | Other non-RES | 0 | 0 | 6189.341
PL00 | 2030 | Coal | 0.0733 | 0.0733 | 18827.19
PL00 | 2030 | Gas | 0.0652 | 0.0652 | 5817.7144
PL00 | 2030 | Other non-RES | 0 | 0 | 5614.321
PL00 | 2033 | Coal | 0.0733 | 0.0733 | 13714.91
PL00 | 2033 | Gas | 0.0652 | 0.0652 | 5817.7144
PL00 | 2033 | Nuclear | 0.02 | 0.02 | 1110
PL00 | 2033 | Other non-RES | 0 | 0 | 4678.0218
PT00 | 2025 | Gas | 0.05 | 0.05 | 3829
PT00 | 2025 | Other non-RES | 0.08 | 0.08 | 618
PT00 | 2028 | Gas | 0.05 | 0.05 | 3829
PT00 | 2028 | Other non-RES | 0.08 | 0.08 | 554
PT00 | 2030 | Gas | 0.05 | 0.05 | 2839
PT00 | 2030 | Other non-RES | 0.08 | 0.08 | 465
PT00 | 2033 | Gas | 0.05 | 0.05 | 2839
PT00 | 2033 | Other non-RES | 0.08 | 0.08 | 405.6
RO00 | 2025 | Coal | 0.046667 | 0.034847 | 2123.3
RO00 | 2025 | Gas | 0.055 | 0.046932 | 2196.212
RO00 | 2025 | Nuclear | 0.02 | 0.02 | 1300
RO00 | 2028 | Coal | 0.03 | 0.03 | 130
RO00 | 2028 | Gas | 0.053913 | 0.048769 | 5474.812
RO00 | 2028 | Nuclear | 0.02 | 0.02 | 650
RO00 | 2030 | Coal | 0.03 | 0.03 | 130
RO00 | 2030 | Gas | 0.053913 | 0.048769 | 5474.812
RO00 | 2030 | Nuclear | 0.03 | 0.027573 | 1739
RO00 | 2033 | Gas | 0.056364 | 0.049424 | 6006.812
RO00 | 2033 | Nuclear | 0.038 | 0.037366 | 3087
RS00 | 2025 | Coal | 0.0456 | 0.04439 | 4689.748
RS00 | 2025 | Gas | 0.024 | 0.028858 | 400.9
RS00 | 2028 | Coal | 0.044625 | 0.043498 | 4999.748
RS00 | 2028 | Gas | 0.024 | 0.028858 | 400.9
RS00 | 2030 | Coal | 0.044625 | 0.043498 | 4999.748
RS00 | 2030 | Gas | 0.024 | 0.028858 | 400.9
RS00 | 2033 | Coal | 0.044625 | 0.043498 | 4999.748
RS00 | 2033 | Gas | 0.024 | 0.028858 | 400.9
SE01 | 2025 | Gas | 0.08 | 0.08 | 97
SE01 | 2028 | Gas | 0.08 | 0.08 | 97
SE01 | 2030 | Gas | 0.08 | 0.08 | 97
SE01 | 2033 | Gas | 0.08 | 0.08 | 97
SE03 | 2025 | Gas | 0.08 | 0.08 | 54
SE03 | 2025 | Nuclear | 0.05 | 0.05 | 6883
SE03 | 2025 | Other non-RES | 0.08 | 0.08 | 95
SE03 | 2028 | Gas | 0.08 | 0.08 | 54
SE03 | 2028 | Nuclear | 0.05 | 0.05 | 6883
SE03 | 2028 | Other non-RES | 0.08 | 0.08 | 95
SE03 | 2030 | Gas | 0.08 | 0.08 | 54
SE03 | 2030 | Nuclear | 0.05 | 0.05 | 6883
SE03 | 2033 | Nuclear | 0.05 | 0.05 | 6883
SE04 | 2025 | Gas | 0.08 | 0.08 | 95
SE04 | 2025 | Other non-RES | 0.1 | 0.1 | 662
SE04 | 2028 | Gas | 0.08 | 0.08 | 95
SI00 | 2025 | Coal | 0.016275 | 0.020717 | 925
SI00 | 2025 | Gas | 0.052579 | 0.046665 | 596
SI00 | 2025 | Nuclear | 0.005 | 0.005 | 696
SI00 | 2025 | Other non-RES | 0.05 | 0.05 | 185.1878
SI00 | 2028 | Coal | 0.014593 | 0.019594 | 620
SI00 | 2028 | Gas | 0.054715 | 0.05189 | 594
SI00 | 2028 | Nuclear | 0.005 | 0.005 | 696
SI00 | 2028 | Other non-RES | 0.05 | 0.05 | 204.2757
SI00 | 2030 | Coal | 0.014593 | 0.019594 | 620
SI00 | 2030 | Gas | 0.054715 | 0.05189 | 594
SI00 | 2030 | Nuclear | 0.005 | 0.005 | 696
SI00 | 2030 | Other non-RES | 0.05 | 0.05 | 217.0009
SI00 | 2033 | Coal | 0.017527 | 0.020674 | 575
SI00 | 2033 | Gas | 0.054715 | 0.05189 | 594
SI00 | 2033 | Nuclear | 0.005 | 0.005 | 696
SI00 | 2033 | Other non-RES | 0.05 | 0.05 | 234.9401
SK00 | 2025 | Coal | 0.05728 | 0.077726 | 416.415
SK00 | 2025 | Gas | 0.064632 | 0.048425 | 845.741
SK00 | 2025 | Nuclear | 0.011614 | 0.011715 | 2751.6373
SK00 | 2025 | Other non-RES | 0.085 | 0.090572 | 247.6497
SK00 | 2028 | Coal | 0.060165 | 0.082164 | 375.415
SK00 | 2028 | Gas | 0.064632 | 0.048425 | 845.741
SK00 | 2028 | Nuclear | 0.011614 | 0.011666 | 2775.6373
SK00 | 2028 | Other non-RES | 0.085 | 0.090083 | 259.6497
SK00 | 2030 | Coal | 0.060165 | 0.082164 | 375.415
SK00 | 2030 | Gas | 0.064632 | 0.048425 | 845.741
SK00 | 2030 | Nuclear | 0.011614 | 0.011588 | 2814.6373
SK00 | 2030 | Other non-RES | 0.085 | 0.089782 | 267.6497
SK00 | 2033 | Coal | 0.060165 | 0.082164 | 375.415
SK00 | 2033 | Gas | 0.064632 | 0.048425 | 845.741
SK00 | 2033 | Nuclear | 0.011614 | 0.011588 | 2814.6373
SK00 | 2033 | Other non-RES | 0.09 | 0.091456 | 232.6882
UK00 | 2025 | Gas | 0.074 | 0.058727 | 38645.3435
UK00 | 2025 | Nuclear | 0.05 | 0.05 | 1230
UK00 | 2025 | Other non-RES | 0.09 | 0.085079 | 7127.7708
UK00 | 2028 | Gas | 0.073077 | 0.059663 | 36568.7591
UK00 | 2028 | Nuclear | 0.05 | 0.05 | 4570
UK00 | 2028 | Other non-RES | 0.081731 | 0.083818 | 6317.5723
UK00 | 2030 | Gas | 0.072222 | 0.058482 | 35214.2243
UK00 | 2030 | Nuclear | 0.05 | 0.05 | 5510
UK00 | 2030 | Other non-RES | 0.080357 | 0.077092 | 8923.6548
UK00 | 2033 | Gas | 0.072222 | 0.058238 | 31114.5928
UK00 | 2033 | Nuclear | 0.05 | 0.05 | 6450
UK00 | 2033 | Other non-RES | 0.071552 | 0.072328 | 12627.6589
UKNI | 2025 | Coal | 0.069 | 0.069 | 18
UKNI | 2025 | Gas | 0.03 | 0.03 | 1679
UKNI | 2025 | Other non-RES | 0.039889 | 0.038774 | 398
UKNI | 2028 | Coal | 0.069 | 0.069 | 18
UKNI | 2028 | Gas | 0.03 | 0.03 | 1989
UKNI | 2028 | Other non-RES | 0.039889 | 0.038774 | 398
UKNI | 2030 | Coal | 0.069 | 0.069 | 18
UKNI | 2030 | Gas | 0.03 | 0.03 | 1989
UKNI | 2030 | Other non-RES | 0.039889 | 0.038774 | 398
UKNI | 2033 | Coal | 0.069 | 0.069 | 18
UKNI | 2033 | Gas | 0.03 | 0.03 | 1989
UKNI | 2033 | Other non-RES | 0.034875 | 0.03782 | 389

## Explicit DSR
Node | TY | Price Band 1 capacity (MW) | Price Band 2 capacity (MW) | Price Band 3 capacity (MW) | Price Band 4 capacity (MW) | Price Band 5 capacity (MW) | Price Band 6 capacity (MW) | Price Band 7 capacity (MW) | Price Band 8 capacity (MW) | Activation Price for demand reduction for Price Band 1 (EUR/MWh) | Activation Price for demand reduction for Price Band 2 (EUR/MWh) | Activation Price for demand reduction for Price Band 3 (EUR/MWh) | Activation Price for demand reduction for Price Band 4 (EUR/MWh) | Activation Price for demand reduction for Price Band 5 (EUR/MWh) | Activation Price for demand reduction for Price Band 6 (EUR/MWh) | Activation Price for demand reduction for Price Band 7 (EUR/MWh) | Activation Price for demand reduction for Price Band 8 (EUR/MWh) | Max hours to be used per day for Price Band 1 | Max hours to be used per day for Price Band 2 | Max hours to be used per day for Price Band 3 | Max hours to be used per day for Price Band 4 | Max hours to be used per day for Price Band 5 | Max hours to be used per day for Price Band 6 | Max hours to be used per day for Price Band 7 | Max hours to be used per day for Price Band 8
AL00 | 2025
AL00 | 2028
AL00 | 2030
AL00 | 2033
AT00 | 2025 | 200 | [7 empty] | 500 | [7 empty] | 24
AT00 | 2028 | 380 | [7 empty] | 500 | [7 empty] | 24
AT00 | 2030 | 700 | [7 empty] | 500 | [7 empty] | 24
AT00 | 2033 | 700 | [7 empty] | 500 | [7 empty] | 24
BA00 | 2025
BA00 | 2028
BA00 | 2030
BA00 | 2033
BE00 | 2025 | 47.3223 | 19.1153 | 193 | 388 | 146.8 | 634 | 454 |  | 94 | 249 | 300 | 500 | 1000 | 1500 | 2000 |  | 24 | 24 | 0 | 8 | 12.5 | 4 | 2
BE00 | 2028 | 517.2965 | 96.3064 | 193 | 536.0398 | 170.8 | 634 | 454 |  | 75 | 198 | 300 | 500 | 1000 | 1500 | 2000 |  | 24 | 24 | 0 | 8 | 12.5 | 4 | 2
BE00 | 2030 | 620.3849 | 202.6517 | 193 | 540.824 | 184.8 | 634 | 454 |  | 67 | 178 | 300 | 500 | 1000 | 1500 | 2000 |  | 24 | 24 | 0 | 8 | 12.5 | 4 | 2
BE00 | 2033 | 724.7349 | 328.8148 | 193 | 543.6879 | 211.2918 | 634 | 454 |  | 69 | 183 | 300 | 500 | 1000 | 1500 | 2000 |  | 24 | 24 | 0 | 8 | 12.5 | 4 | 2
BEOF | 2025
BEOF | 2028
BEOF | 2030
BEOF | 2033
BG00 | 2025
BG00 | 2028
BG00 | 2030
BG00 | 2033
CH00 | 2025
CH00 | 2028
CH00 | 2030
CH00 | 2033
CY00 | 2025
CY00 | 2028
CY00 | 2030
CY00 | 2033
CZ00 | 2025
CZ00 | 2028
CZ00 | 2030
CZ00 | 2033
DE00 | 2025 | 96.35 | 32.49 | 9.33 | 49.84 | 30.02 | 25.32 | 5.94 | 0.68 | 5 | 10 | 256 | 390 | 461 | 487 | 564 | 820 | 8 | 0 | 6 | 0 | 15 | 6 | 1 | 2
DE00 | 2028 | 211.64 | 566.56 | 5.35 | 140 | 103.44 | 72.29 | 32.02 | 2.2 | 5 | 10 | 256 | 390 | 461 | 487 | 564 | 820 | 8 | 0 | 6 | 0 | 15 | 6 | 1 | 2
DE00 | 2030 | 288.5 | 922.6 | 2.7 | 200.1 | 152.4 | 103.6 | 49.4 | 3.2 | 5 | 10 | 256 | 390 | 461 | 487 | 564 | 820 | 8 | 0 | 6 | 0 | 15 | 6 | 1 | 2
DE00 | 2033 | 396.66 | 578.7 | 3.73 | 275.14 | 209.57 | 142.43 | 68.01 | 4.46 | 5 | 10 | 256 | 390 | 461 | 487 | 564 | 820 | 8 | 0 | 6 | 0 | 15 | 6 | 1 | 2
DEKF | 2025
DEKF | 2028
DEKF | 2030
DEKF | 2033
DKBH | 2025
DKBH | 2028
DKBH | 2030
DKBH | 2033
DKE1 | 2025
DKE1 | 2028
DKE1 | 2030
DKE1 | 2033
DKKF | 2025
DKKF | 2028
DKKF | 2030
DKKF | 2033
DKNS | 2025
DKNS | 2028
DKNS | 2030
DKNS | 2033
DKW1 | 2025
DKW1 | 2028
DKW1 | 2030
DKW1 | 2033
EE00 | 2025 | 135 | [7 empty] | 1000 | [7 empty] | 24
EE00 | 2028 | 173 | [7 empty] | 1000 | [7 empty] | 24
EE00 | 2030 | 198 | [7 empty] | 1000 | [7 empty] | 24
EE00 | 2033 | 235 | [7 empty] | 1000 | [7 empty] | 24
ES00 | 2025 | 500 | [7 empty] | 700 | [7 empty] | 3
ES00 | 2028 | 500 | [7 empty] | 700 | [7 empty] | 3
ES00 | 2030 | 1000 | [7 empty] | 700 | [7 empty] | 3
ES00 | 2033 | 2700 | [7 empty] | 700 | [7 empty] | 3
FI00 | 2025 | 91.6667 | 366.6667 | 100 | 0 | 665.6447 | 665.6447 | 0 |  | 50 | 75 | 100 | 150 | 160 | 240 | 250 |  | 12 | 24 | 2 | 4 | 24 | 4 | 24
FI00 | 2028 | 209.1667 | 711.1667 | 430 | 564 | 824.6724 | 824.6724 | 0 |  | 50 | 75 | 100 | 150 | 160 | 240 | 250 |  | 12 | 24 | 2 | 4 | 24 | 4 | 24
FI00 | 2030 | 287.5 | 862.5 | 650 | 940 | 950.4158 | 950.4158 | 0 |  | 50 | 75 | 100 | 150 | 160 | 240 | 250 |  | 12 | 24 | 2 | 4 | 24 | 4 | 24
FI00 | 2033 | 769.5 | 850.5 | 710 | 1258 | 1029.0875 | 1029.0875 | 0 |  | 50 | 75 | 100 | 150 | 160 | 240 | 250 |  | 12 | 24 | 2 | 4 | 24 | 4 | 24
FR00 | 2025 | 4200 | [7 empty] | 350 | [7 empty] | 17
FR00 | 2028 | 6500 | [7 empty] | 350 | [7 empty] | 17
FR00 | 2030 | 4999.4 | [7 empty] | 350 | [7 empty] | 17
FR00 | 2033 | 5600 | [7 empty] | 350 | [7 empty] | 17
GR00 | 2025 | 100 | [7 empty] | 250 | [7 empty] | 6
GR00 | 2028 | 170 | [7 empty] | 250 | [7 empty] | 6
GR00 | 2030 | 250 | [7 empty] | 250 | [7 empty] | 6
GR00 | 2033 | 400 | [7 empty] | 250 | [7 empty] | 6
GR03 | 2025
GR03 | 2028
GR03 | 2030
GR03 | 2033
HR00 | 2025 | 57 | [7 empty] | 2999 | [7 empty] | 24
HR00 | 2028 | 57 | [7 empty] | 2999 | [7 empty] | 24
HR00 | 2030 | 57 | [7 empty] | 2999 | [7 empty] | 24
HR00 | 2033 | 57 | [7 empty] | 2999 | [7 empty] | 24
HU00 | 2025
HU00 | 2028
HU00 | 2030
HU00 | 2033
IE00 | 2025
IE00 | 2028
IE00 | 2030
IE00 | 2033
ITCA | 2025 | 0 | 0 | 0 | 0 | 0 | 0 | 0 |  | 50 | 75 | 100 | 125 | 150 | 200 | 250 |  | 24 | 24 | 24 | 24 | 24 | 24 | 24
ITCA | 2028 | 0 | 0 | 0 | 0 | 0 | 0 | 0 |  | 50 | 75 | 100 | 125 | 150 | 200 | 250 |  | 24 | 24 | 24 | 24 | 24 | 24 | 24
ITCA | 2030 | 0 | 0 | 0 | 0 | 0 | 0 | 0 |  | 50 | 75 | 100 | 125 | 150 | 200 | 250 |  | 24 | 24 | 24 | 24 | 24 | 24 | 24
ITCA | 2033 | 0 | 0 | 0 | 0 | 0 | 0 | 0 |  | 50 | 75 | 100 | 125 | 150 | 200 | 250 |  | 24 | 24 | 24 | 24 | 24 | 24 | 24
ITCN | 2025
ITCN | 2028
ITCN | 2030
ITCN | 2033
ITCS | 2025
ITCS | 2028
ITCS | 2030
ITCS | 2033
ITN1 | 2025 | 0 | 0 | 0 | 0 | 0 | 0 | 0 | 0 | 50 | 75 | 100 | 125 | 150 | 200 | 225 | 250 | 24 | 24 | 24 | 24 | 24 | 24 | 24 | 24
ITN1 | 2028 | 0 | 0 | 0 | 0 | 0 | 0 | 0 | 0 | 50 | 75 | 100 | 125 | 150 | 200 | 225 | 250 | 24 | 24 | 24 | 24 | 24 | 24 | 24 | 24
ITN1 | 2030 | 0 | 0 | 0 | 0 | 0 | 0 | 0 | 0 | 50 | 75 | 100 | 125 | 150 | 200 | 225 | 250 | 24 | 24 | 24 | 24 | 24 | 24 | 24 | 24
ITN1 | 2033 | 0 | 0 | 0 | 0 | 0 | 0 | 0 | 0 | 50 | 75 | 100 | 125 | 150 | 200 | 225 | 250 | 24 | 24 | 24 | 24 | 24 | 24 | 24 | 24
ITS1 | 2025 | 0 | 0 | 0 | 0 | 0 | 0 | 0 |  | 50 | 75 | 100 | 125 | 150 | 200 | 250 |  | 24 | 24 | 24 | 24 | 24 | 24 | 24
ITS1 | 2028 | 0 | 0 | 0 | 0 | 0 | 0 | 0 |  | 50 | 75 | 100 | 125 | 150 | 200 | 250 |  | 24 | 24 | 24 | 24 | 24 | 24 | 24
ITS1 | 2030 | 0 | 0 | 0 | 0 | 0 | 0 | 0 |  | 50 | 75 | 100 | 125 | 150 | 200 | 250 |  | 24 | 24 | 24 | 24 | 24 | 24 | 24
ITS1 | 2033 | 0 | 0 | 0 | 0 | 0 | 0 | 0 |  | 50 | 75 | 100 | 125 | 150 | 200 | 250 |  | 24 | 24 | 24 | 24 | 24 | 24 | 24
ITSA | 2025 | 0 | 0 | 0 | 0 | 0 | 0 |  |  | 50 | 75 | 100 | 125 | 175 | 225 |  |  | 24 | 24 | 24 | 24 | 24 | 24
ITSA | 2028 | 0 | 0 | 0 | 0 | 0 | 0 |  |  | 50 | 75 | 100 | 125 | 175 | 225 |  |  | 24 | 24 | 24 | 24 | 24 | 24
ITSA | 2030 | 0 | 0 | 0 | 0 | 0 | 0 |  |  | 50 | 75 | 100 | 125 | 175 | 225 |  |  | 24 | 24 | 24 | 24 | 24 | 24
ITSA | 2033 | 0 | 0 | 0 | 0 | 0 | 0 |  |  | 50 | 75 | 100 | 125 | 175 | 225 |  |  | 24 | 24 | 24 | 24 | 24 | 24
ITSI | 2025 | 0 | 0 | 0 | 0 | 0 | 0 |  |  | 50 | 75 | 100 | 125 | 175 | 200 |  |  | 24 | 24 | 24 | 24 | 24 | 24
ITSI | 2028 | 0 | 0 | 0 | 0 | 0 | 0 |  |  | 50 | 75 | 100 | 125 | 175 | 200 |  |  | 24 | 24 | 24 | 24 | 24 | 24
ITSI | 2030 | 0 | 0 | 0 | 0 | 0 | 0 |  |  | 50 | 75 | 100 | 125 | 175 | 200 |  |  | 24 | 24 | 24 | 24 | 24 | 24
ITSI | 2033 | 0 | 0 | 0 | 0 | 0 | 0 |  |  | 50 | 75 | 100 | 125 | 175 | 200 |  |  | 24 | 24 | 24 | 24 | 24 | 24
LT00 | 2025 | 10 | [7 empty] | 500 | [7 empty] | 4
LT00 | 2028 | 28 | [7 empty] | 500 | [7 empty] | 4
LT00 | 2030 | 40 | [7 empty] | 500 | [7 empty] | 4
LT00 | 2033 | 40 | [7 empty] | 500 | [7 empty] | 4
LUB1 | 2025
LUB1 | 2028
LUB1 | 2030
LUB1 | 2033
LUF1 | 2025
LUF1 | 2028
LUF1 | 2030
LUF1 | 2033
LUG1 | 2025 | 10 | [7 empty] | 500 | [7 empty] | 5
LUG1 | 2028 | 20 | [7 empty] | 500 | [7 empty] | 5
LUG1 | 2030 | 45 | [7 empty] | 500 | [7 empty] | 5
LUG1 | 2033 | 65 | [7 empty] | 500 | [7 empty] | 5
LUV1 | 2025
LUV1 | 2028
LUV1 | 2030
LUV1 | 2033
LV00 | 2025 | 10 | 20 | 40 | 80 |  |  |  |  | 150 | 200 | 300 | 500 |  |  |  |  | 24 | 24 | 24 | 24
LV00 | 2028 | 10 | 20 | 40 | 80 |  |  |  |  | 150 | 200 | 300 | 500 |  |  |  |  | 24 | 24 | 24 | 24
LV00 | 2030 | 10 | 20 | 40 | 80 |  |  |  |  | 150 | 200 | 300 | 500 |  |  |  |  | 24 | 24 | 24 | 24
LV00 | 2033 | 10 | 20 | 40 | 80 |  |  |  |  | 150 | 200 | 300 | 500 |  |  |  |  | 24 | 24 | 24 | 24
ME00 | 2025
ME00 | 2028
ME00 | 2030
ME00 | 2033
MK00 | 2025
MK00 | 2028
MK00 | 2030
MK00 | 2033
MT00 | 2025
MT00 | 2028
MT00 | 2030
MT00 | 2033
NL00 | 2025
NL00 | 2028
NL00 | 2030
NL00 | 2033
NLLL | 2025
NLLL | 2028
NLLL | 2030
NLLL | 2033
NOM1 | 2025 | 389.1941 | 107.6007 | 0 | 1030.7921 | 355.6548 |  |  |  | 400 | 700 | 775 | 950 | 1000 |  |  |  | 8 | 8 | 8 | 8 | 8
NOM1 | 2028 | 389.1941 | 107.6007 | 0 | 1047.2756 | 431.7537 |  |  |  | 400 | 700 | 775 | 950 | 1000 |  |  |  | 8 | 8 | 8 | 8 | 8
NOM1 | 2030 | 389.1941 | 107.6007 | 0 | 1058.2647 | 482.4863 |  |  |  | 400 | 700 | 775 | 950 | 1000 |  |  |  | 8 | 8 | 8 | 8 | 8
NOM1 | 2033 | 396.6117 | 115.4991 | 0 | 1139.652 | 521.6346 |  |  |  | 400 | 700 | 775 | 950 | 1000 |  |  |  | 8 | 8 | 8 | 8 | 8
NON1 | 2025 | 153.3883 | 87.6832 | 68.6813 | 457.1886 | 151.7857 |  |  |  | 400 | 700 | 775 | 950 | 1000 |  |  |  | 8 | 8 | 8 | 8 | 8
NON1 | 2028 | 164.3773 | 87.6832 | 137.3626 | 678.3425 | 237.294 |  |  |  | 400 | 700 | 775 | 950 | 1000 |  |  |  | 8 | 8 | 8 | 8 | 8
NON1 | 2030 | 171.7033 | 87.6832 | 183.1502 | 825.7784 | 294.2995 |  |  |  | 400 | 700 | 775 | 950 | 1000 |  |  |  | 8 | 8 | 8 | 8 | 8
NON1 | 2033 | 171.7033 | 87.9579 | 176.2821 | 825.7784 | 349.2445 |  |  |  | 400 | 700 | 775 | 950 | 1000 |  |  |  | 8 | 8 | 8 | 8 | 8
NOS0 | 2025 | 5.7234 | 231.5705 | 538.6905 | 0 | 2510.0733 | 1163.0037 |  |  | 100 | 400 | 700 | 775 | 950 | 1000 |  |  | 8 | 8 | 8 | 8 | 8 | 8
NOS0 | 2028 | 5.7234 | 231.5705 | 574.7482 | 0 | 3142.2161 | 1406.3416 |  |  | 100 | 400 | 700 | 775 | 950 | 1000 |  |  | 8 | 8 | 8 | 8 | 8 | 8
NOS0 | 2030 | 5.7234 | 231.5705 | 598.7866 | 0 | 3563.6447 | 1568.5668 |  |  | 100 | 400 | 700 | 775 | 950 | 1000 |  |  | 8 | 8 | 8 | 8 | 8 | 8
NOS0 | 2033 | 99.4734 | 231.2271 | 621.4515 | 0 | 3493.7271 | 1977.4954 |  |  | 100 | 400 | 700 | 775 | 950 | 1000 |  |  | 8 | 8 | 8 | 8 | 8 | 8
PL00 | 2025
PL00 | 2028
PL00 | 2030
PL00 | 2033
PT00 | 2025
PT00 | 2028
PT00 | 2030
PT00 | 2033
RO00 | 2025
RO00 | 2028
RO00 | 2030
RO00 | 2033
RS00 | 2025
RS00 | 2028
RS00 | 2030
RS00 | 2033
SE01 | 2025 | 56.8286 | 56.8286 | 56.8286 | [5 empty] | 150 | 244 | 376 | [5 empty] | 24 | 24 | 24
SE01 | 2028 | 65.5714 | 65.5714 | 65.5714 | [5 empty] | 150 | 244 | 376 | [5 empty] | 24 | 24 | 24
SE01 | 2030 | 71.4 | 71.4 | 71.4 | [5 empty] | 150 | 244 | 376 | [5 empty] | 24 | 24 | 24
SE01 | 2033 | 71.4 | 71.4 | 71.4 | [5 empty] | 150 | 244 | 376 | [5 empty] | 24 | 24 | 24
SE02 | 2025 | 85.8 | 85.8 | 85.8 | [5 empty] | 150 | 244 | 376 | [5 empty] | 24 | 24 | 24
SE02 | 2028 | 99 | 99 | 99 | [5 empty] | 150 | 244 | 376 | [5 empty] | 24 | 24 | 24
SE02 | 2030 | 107.8 | 107.8 | 107.8 | [5 empty] | 150 | 244 | 376 | [5 empty] | 24 | 24 | 24
SE02 | 2033 | 107.8 | 107.8 | 107.8 | [5 empty] | 150 | 244 | 376 | [5 empty] | 24 | 24 | 24
SE03 | 2025 | 248.4857 | 248.4857 | 248.4857 | [5 empty] | 150 | 244 | 376 | [5 empty] | 24 | 24 | 24
SE03 | 2028 | 286.7143 | 286.7143 | 286.7143 | [5 empty] | 150 | 244 | 376 | [5 empty] | 24 | 24 | 24
SE03 | 2030 | 312.2 | 312.2 | 312.2 | [5 empty] | 150 | 244 | 376 | [5 empty] | 24 | 24 | 24
SE03 | 2033 | 312.2 | 312.2 | 312.2 | [5 empty] | 150 | 244 | 376 | [5 empty] | 24 | 24 | 24
SE04 | 2025 | 70.2 | 70.2 | 70.2 | [5 empty] | 150 | 244 | 376 | [5 empty] | 24 | 24 | 24
SE04 | 2028 | 81 | 81 | 81 | [5 empty] | 150 | 244 | 376 | [5 empty] | 24 | 24 | 24
SE04 | 2030 | 88.2 | 88.2 | 88.2 | [5 empty] | 150 | 244 | 376 | [5 empty] | 24 | 24 | 24
SE04 | 2033 | 88.2 | 88.2 | 88.2 | [5 empty] | 150 | 244 | 376 | [5 empty] | 24 | 24 | 24
SI00 | 2025 | 10 | 40 | [6 empty] | 250 | 400 | [6 empty] | 12 | 24
SI00 | 2028 | 10 | 40 | [6 empty] | 250 | 400 | [6 empty] | 12 | 24
SI00 | 2030 | 15 | 40 | [6 empty] | 250 | 400 | [6 empty] | 12 | 24
SI00 | 2033 | 15 | 40 | [6 empty] | 250 | 400 | [6 empty] | 12 | 24
SK00 | 2025
SK00 | 2028
SK00 | 2030
SK00 | 2033
UK00 | 2025 | 2619.2593 | [7 empty] | 500 | [7 empty] | 8
UK00 | 2028 | 4919.1738 | [7 empty] | 500 | [7 empty] | 8
UK00 | 2030 | 7438.9147 | [7 empty] | 500 | [7 empty] | 8
UK00 | 2033 | 13343.8004 | [7 empty] | 500 | [7 empty] | 8
UKNI | 2025
UKNI | 2028
UKNI | 2030
UKNI | 2033