## About
About the TYNDP 2024 project portfolio
The present list is a draft for public consultation and represents a systematic application of the selection criteria specified in the TYNDP 2024 Guidance for applicants*.
Changes to the project portfolio may still happen before the final release of TYNDP 2024, and in particular depending on comments received during the TYNDP public consultation and ACER opinion.
All information in this list has been provided by project promoters, including projects' and investments' commissioning years. ENTSO-E is not liable for any mistake in the present list, and emphasizes that certain information may undergo changes until the final release of TYNDP 2024.
*https://eepublicdownloads.blob.core.windows.net/public-cdn-container/tyndp-documents/TYNDP2024/2300828_TYNDP2024_GuidanceforPromoters_final_version.pdf

## Transmission projects
Project TYNDP ID | Project Name | Promoters | Description of the project | Status ID 1 : Under Consideration, 2 : In Planning but not permitting, 3 : In permitting, 4 : Under Construction | Commissioning Year estimated by the promoter | Existing or new project
1 | RES in north of Portugal | Rede Elétrica Nacional | The main objective of this project consists in introducing the network reinforcements that are needed to allow the connection of new RES generation (hydro with pumping and also wind) that is foreseen in the north of Portugal, where the RES potential is high. The project includes a set of new 400 kV OHL that will form a new axis between V. Minho-R. Pena-Feira (PCI 2.16.3). | 4 | 2023 | The project was in TYNDP 2022.
4 | Interconnection Portugal-Spain | REN and Red Eléctrica | In order to reach a complete operational Iberian Electricity Market (MIBEL), and strengthen the Internal Energy Market (IEM), the increase of the interconnection between Spain and Portugal is needed. A new OHL 400kV interconnection between Fontefría (Spain) and Ponte de Lima (Portugal). Internal reinforcements complement the cross border section, such as the axis in Spain between Fontefría and Beariz, in order to be able to connect the crossborder project to the existing network, and in Portugal between Ponte de Lima (previously Viana do Castelo) and Vila Nova de Famalicão (previously Vila doConde). This project was included in all the PCI list since 2013 (PCI 2.17). | 3 | 2024 | The project was in TYNDP 2022.
16 | Biscay Gulf | Red Eléctrica, Rte | The project consists of 370 km HVDC-VSC link (2 bipoles of 1000 MW each) mainly subsea in the Biscay Gulf, between Gatica (Basque Country, ES) and Cubnezais (Aquitaine, FR). Included in the Madrid Declaration, this project aims at improving the interconnection ES-FR. This project was included in all the PCI list since 2013 (PCI 2.7) | 4 | 2028 | The project was in TYNDP 2022.
28 | Italy-Montenegro | Terna, CGES | The Italy-Montenegro interconnection project foresees a new HVDC subsea cable between the DC Converter Stations of Villanova (Italy) and Lastva (Montenegro). The realization of the second pole of the interconnection will increase the transmission capacity from 600 MW to 1200 MW and is strictly correlated with the Transbalkan Corridor (project 227) and the Mid Continental East Corridor (project 144). The Project will provide greater integration of the Italian electricity market with the South-Eastern Europe (SEE) energy systems, support the energy transition towards greater integration of renewable energy sources and promote the exchange of renewable energy. | 4 | 2027 | The project was in TYNDP 2022.
29 | Italy-Tunisia | Terna, STEG | The project consists of a new HVDC submarine interconnection between Tunisia (Mlaabi - Cape Bon Peninsula) and Sicily (Partanna) with a rated power of 600 MW. The realization of the project is supported by the Italian and Tunisian Governments to increase the interconnection capacity of the Euro-Mediterranean system. The Project will strengthen and further support the renewable energy projects in both involved regions, optimise the use of energy production sources, enable the share of balancing resources, improve the security of supply and increase the operational flexibility of both electricity systems. Given the strategic importance of the Project in 2017, it was acknowledged as a pivotal cross-border infrastructure project for the EU and designated as a Project of Common Interest (PCI) by the European Commission. Furthermore, in 2022, the project secured funding exceeding 300 M€ from the EU Connecting Europe Facility (CEF). | 3 | 2028 | The project was in TYNDP 2022.
33 | Central Northern Italy | Terna SpA | The project consists of the strengthening of interconnection between the northern and the central part of Italy. It will involve the upgrading of the existing 220 kV over-head line to 400 kV between Colunga and Calenzano substations as well as the removal of limitations on the existing 220 kV network in Central Italy. | 4 | 2025 | The project was in TYNDP 2022.
35 | CZ Southwest-east corridor | CEPS | A corridor of internal 400 kV overhead lines inside the Czech Republic connecting existing 420 kV substations between Prestice, Kocin and Mirovka in the southwest-east direction. The project consists of building a new AC 400 kV overhead line which connects 420 kV substations Kocin and Mirovka with double circuit line of about 120.5 km length and a nominal transmission capacity of 2 x 2445 A, building a AC 400 kV overhead lines that involves changing of a 400 kV existing single-circuit line to double-circuit line with a nominal capacity of 2 x 2445 A between Kocin and Prestice. | 3 | 2029 | The project was in TYNDP 2022.
40 | Belgium-Luxembourg-Germany: long-term perspective | Amprion, Creos, Elia | An increase of transfer capacity across the BE-LU-DE corridor is envisioned towards the 2040 time horizon. Further studies will determine the appropriate implementation option and timing, taking into account the expected evolution on the LU-DE border as presented in project 328 Project motivation: This project increases the degree of interconnectivity between the Belgian - Luxemburg - German corridor. The possibility of higher market exchanges between bidding zones leads to a higher price convergence in more hours of the year and reduces therefore the price differentials. RES integration implies higher flows in the meshed AC-grid and thus increases the need for cross border transmission capacity. This project satisfies this need in a cost-efficient manner. | 1 | 2040 | The project was in TYNDP 2022.
47 | Westtirol (AT) - Vöhringen (DE) | Amprion, Austrian Power Grid | This project will increase the current power exchange capacity between Austria and Germany by an upgrade of the existing overhead line Vöhringen (DE) - Westtirol (AT) to 380 kV and the extension of existing and errection of new 380-kV-substations including 380/110-kV-transformers. | 2 | 2030 | The project was in TYNDP 2022.
81 | North South Interconnector | Eirgrid, SONI | A new 400 kV interconnector between Woodland in Ireland and Turleenan in Northern Ireland. | 3 | 2025 | The project was in TYNDP 2022.
85 | Integration of RES in Alentejo | Rede Elétrica Nacional | The main objective of this project consists in introducing the network reinforcements that are needed to allow the connection of new RES generation (mostly solar but also some wind) that is foreseen for the south region of Portugal, where the solar potential is considerably high. The project includes two new 400 kV OHL that will constitute a new axis between F. Alentejo-Panóias-Ourique-Tavira substations. It is also included the new Panóias substation and a new 400KV OHL Alqueva-Divor. | 3 | 2024 | The project was in TYNDP 2022.
94 | GerPol Improvements | 50Hertz | The new Phase Shifting Transformers (PST) in Mikulowa on the 400 KV double line Mikulowa–Hagenwerder were already finally commissioned in June 2016. The first two PST in Vierraden have been commissioned in August 2018. The updated 400 kV double line Krajnik – Vierraden is in operation with one system and these two PST in series. On the German side there is a link to the existing 220 kV lines using two 380/220 kV transformers as an intermediate step. Two further Phase Shifting Transformers (380 kV/380 kV) will replace these two 380/220 kV transformers in substation Vierraden after the upgrade of the existing German Uckermark-line to 380 kV. This necessary upgrade of the connecting Uckermark-line is delayed due to court case against the building permission. The court case has been settled in July 2022 and the upgrade of the Uckermark-line is proceeding. | 4 | 2025 | The project was in TYNDP 2022.
107 | Celtic Interconnector | Eirgrid, RTE | Celtic Interconnector will be the first interconnection between Ireland and France. A survey of the route of the HVDC (VSC) link with 700 MW capacity has been done from the southern coast of Ireland to La Martyre (Finistère) in France. Motivation for the project : The CELTIC project will improve security of supply in both Ireland and France. It will facilitate increased electricity trading that will result in increased competition and downward pressure on electricity prices. The CELTIC project will also support the development of renewable sources of energy. | 4 | 2027 | The project was in TYNDP 2022.
111 | Aurora line (3rd AC Finland-Sweden north) | Fingrid, Svenska Kraftnät | Third AC 400 kV overhead line interconnector between Finland north and Sweden SE1. Strengthening the AC connection between Finland and Sweden is necessary due to market needs, security of supply in the Nordics, new RES generation and larger conventional units. | 3 | 2025 | The project was in TYNDP 2022.
120 | Princess Elisabeth Island (MOG 2) | Elia | The Princess Elisabeth Island aims at centralizing the offshore wind farms in an offshore hub and transporting offshore energy to a substation along a new 380kV corridor Ventilus (project 329). The current working hypothesis supposes a total capacity of +-3,5 GW of offshore wind. An artificial island is planned in the Princess Elisabeth Zone defined in the Belgian Marine Spatial Plan 2020-2026. Project consists of offshore grid investments that allows to connect the new wave of offshore energy to the mainland (on top of the existing 2,3GW) in an efficient, reliable and future-proof way and strongly facilitates RES integration in Belgium. Belgian law, approved on 4th of April 2019 (DOC 54 3581/008), creates a legal framework for a second Modular Offshore Grid. Additional offshore (wind) capacity will be connected to the onshore grid partly via a HVDC and a AC system. Such a setup offers synergies with future (hybrid) interconnectors (eg. project 121 and 1092). | 3 | 2029 | The project was in TYNDP 2022.
121 | Nautilus: multi-purpose interconnector Belgium - UK | Elia, National Grid | A multi-purpose HVDC interconnection between GB (Leiston) and BE (Princess Elisabeth Island) of 1,4 GW. The capacity of the HVDC link between the PEI and the onshore network in Belgium will be shared between Nautilus and a 1,4 GW offshore wind park located in the Belgian part of the North Sea. | 2 | 2030 | The project was in TYNDP 2022.
124 | Ekhyddan-Nybro-Hemsjö | AST, Svenska Kraftnat, Litgrid AB | Second phase includes the internal network reinforcement in Sweden, a key investment to accomplish full utilization of the NordBalt cable between Lithuania and Sweden. The rest of internal investments already commissioned. | 3 | 2027 | The project was in TYNDP 2022.
126 | SE North-south short-term reinforcements | Svenska Kraftnät | Reactive measures in substations and series compensations in order to increase capacity between SE2 and SE3. Replacement of ageing overhead lines that also will contribute to the increased capacity. | 2 | 2035 | The project was in TYNDP 2022.
127 | Central Southern Italy | Terna | The project consists of the reinforcement of southern Italy's 400 kV network through new 400 kV lines. The activities will involve the network portions between the substations of Gissi and Foggia, Deliceto and Bisaccia as well as Laino and Altomonte. | 3 | 2028 | The project was in TYNDP 2022.
130 | HVDC SuedOstLink Wolmirstedt to area Isar | 50Hertz, TenneT DE | 2 GW HVDC-connection from North-East Germany (Area of Wolmirstedt), an area with high installed capacities of RES, to the South of Bavaria (area of Isar), an area with high consumption and connections to storage capabilities. | 3 | 2027 | The project was in TYNDP 2022.
132 | HVDC Line A-North | Amprion | Project 132 consists of two new HVDC cable from Emden-East to Osterath. The HVDC has a transfer capacity of 2,4 GW. The project is a grid expansion project for low-loss transmission of high power over long distances from Northern Germany to the Rhineland. Northern Germany is characterized by a large number of regenerative onshore and offshore energy sources which exceed the demand of Northern German loads. The Rhineland, however, is a high-production region with large conventional generation capacity that has to be substituted by renewable generation capacity due to the German coal phase-out. | 3 | 2027 | The project was in TYNDP 2022.
138 | Black Sea Corridor | ESO, Transelectrica | The project consists of one 400kV double circuit OHL Cernavoda-Stalpu with in/out connection of one circuit in Gura Ialomitei, one 400 kV double circuit OHL Smardan-Gutinas in Romania and also the new 400 kV OHL Dobrujda-Burgas in Bulgaria. This project enables the transfer of production from the west coast of the Black Sea to the consumption and storage centers of Central and South-Eastern Europe. | 4 | 2026 | The project was in TYNDP 2022.
144 | Mid Continental East corridor | EMS, Transelectrica | The project consists of one double circuit 400 kV interconnection line between Serbia and Romania and reinforcement of the network along the western border in Romania: one new simple circuit 400 kV line from Portile de Fier to Resita and upgrade from 220 kV double circuit to 400 kV double circuit of the axis between Resita and Arad, including upgrade to 400 kV of three substations along this path: Resita, Timisoara, Sacalaz. The main aim of this project is increasing the transmission capacity along the East-West corridor in the South-Eastern and Central Europe, simultaneously contributing to the market integration in the region of interest and enhancing the integration of large renewable sources in the Banat region, located in the close proximity of the Serbia-Romania and Hungary-Romania borders. Along with that, the commissioning of the project will strongly improve the security of supply in the mentioned area, thus fulfilling one of the primary postulates of the modern transmission systems' reliable operation. | 3 | 2029 | The project was in TYNDP 2022.
150 | Italy-Slovenia | Eles, Terna | The project is about a new HVDC link between Salgareda (Italy) and Divaca (Slovenia) which will strengthen the connection between Slovenia and Italy. On Italian side the project is under authorization since 2012 and the permitting process is now close to the conclusion. On Slovenian side the project is under consideration. ELES has performed a study based on TYNDP 2020 from the perspective of the Slovenian System, which determined that most of the benefits start arising from 2040 onwards, leading to the conclusion that its implementation should be planned accordingly. Terna and ELES will continue evaluating options for increasing NTC up to 1000 MW between Slovenia and Italy in the new TYNDP scenarios considering various solutions: • reinforcement of existing grid (PSTs, upgrade of existing lines) • HVDC link | 1 | 2042 | The project was in TYNDP 2022.
153 | France-Alderney-Britain | FABLINK Limited, Rte | France-Alderney-Britain (FAB) is a new HVDC subsea interconnector between Exeter (UK) and Menuel (France) with 1,25 GW capacity. Motivation for the project : The project has as its main objectives to increase the interconnection capacity between France and Great Britain, to answer the market needs, to integrate additional RES generation and to improve security of supply. | 3 | 2031 | The project was in TYNDP 2022.
170 | Baltic States Synchronization with Continental Europe | AST, Elering, Litgrid AB, Polskie Sieci Elektroenergetyczne S.A. | Goal of the project is to prepare Baltic states electrical networks for synchronous operation with Continental Europe. Synchronization of the Baltic States with the CESA will take place by modification of the existing connection between Lithuania and Poland (LitPol Link), and a new HVDC submarine cable (Harmony Link). Internal electricity transmission grids of the Baltic States and Poland will also be strengthened, the system will be ready for disconnection from the IPS / UPS system and for independent frequency control, and synchronous condensers will be installed. As part of the project, a new HVDC connection will be established between LT-PL (investment No. 1034) allowing for a commercial exchange of the Baltic States with Continental Europe in the amount of 700 MW. | 3 | 2025 | The project was in TYNDP 2022.
174 | Greenconnector | Worldenergy SA | Greenconnector is an HVDC interconnector project between Italy and Switzerland for power transport using DC cables rather than overhead lines. The route length is about 165 km. The design power is 1000 MW (1200 MW in overload condition), while the DC voltage is +/- 400 kV DC. Two cables will be installed, working with a bipolar scheme. Great part of the cables route will exploit a section of an existing oil pipeline, no longer in service since January 1997. This pipeline crosses the Italian and Switzerland border at Splügenpass and is running close by the two end stations of the Greenconnector project (Bonaduz in Graubunden Canton and Verderio, Lecco). The cables will be pulled inside the pipeline itself, reducing the amount of civil works required before and after cable laying and therefore limiting even temporary environmental impact. For about 47 km the cables will run across the Como lake. The selected technology and voltage level make it possible to build a very efficient interconnector with very low losses. | 3 | 2031 | The project was in TYNDP 2022.
176 | Hansa PowerBridge I | 50Hertz, Svenska kraftnät | New HVDC interconnector between Sweden (SE4) and Germany (50Hertz, Continental) aiming to enhance the integration of the Nordic and the continental power market. Moreover the interconnector facilitates RES integration and increases the system adequacy in both systems. | 3 | 2029 | The project was in TYNDP 2022.
187 | St. Peter (AT) - Pleinting (DE) | Austrian Power Grid, TenneT DE | Increase of the cross border transmission capacity by erecting a new 380kV line between St. Peter (Austria) and Pleinting (Germany). This leads to an improved connection of the very high amount of RES in Germany and the pump storages in the Austrian Alps. | 3 | 2030 | The project was in TYNDP 2022.
200 | CZ Northwest-South corridor | CEPS | A corridor of internal 400 kV overhead lines inside the Czech Republic connecting new 420 kV substations between Vernerov, Vitkov and existing substation Prestice (OHL Prestice - Vitkov was already commissioned in 2021) in the northwest-south direction. The project consists building of two 400 kV overhead lines involving changing a 220 kV double-circuit lines to 400 kV double-circuit lines with a capacity of 2 x 2445 A each between Vernerov and Vitkov and Vitkov and Prestice. Part of the project is also a construction of a new 420 kV substation Vitkov (already commissioned in 2020) and upgrading and extension of the existing 420 kV substation Kocin (phase 1 was already commissioned). | 4 | 2024 | The project was in TYNDP 2022.
210 | Würmlach (AT) - Somplago (IT) interconnection | Alpe Adria Energia Srl | Somplago - Würmlach interconnection is a cross-border electrical line promoted by Alpe Adria Energia Srl. The project concerns a 220kV a.c. merchant line, about 300 MW thermal capacity from Somplago substation to new Würmlach substation, including Phase Shifter Transformer located in Austria. | 3 | 2029 | The project was in TYNDP 2022.
219 | Great Sea Interconnector | IPTO | The EuroAsia Interconnector PCI 3.10 is a multi-terminal VSC-HVDC scheme which will connect the transmission networks of Greece (Crete), Cyprus and Israel, and will comprise two converter stations with sea-electrodes, interconnected by HVDC cable systems. The initial development will allow the bidirectional transfer of 1000 MW. At full deployment, it will allow the transfer of 2000 MW. Its total offshore length is 1208 km (310 km CY-IL, 898 km CY–Crete) while its onshore length is 25 km. The cables will be laid at a max. water depth of 2200 m between IL and CY and 3000 m between CY and CR. The EuroAsia Interconnector is a European Project of Common Interest (PCI) since 2013 listed in the ‘NSI East Electricity’ priority corridor. It is defined as a cluster PCI 3.10 consisting of the following PCIs: • PCI 3.10.1 – Interconnection Hadera (IL) - Kofinou (CY) • PCI 3.10.2 – Interconnection Kofinou (CY) - Korakia, Crete (EL) | 4 | 2029 | The project was in TYNDP 2022.
225 | 2nd interconnector Belgium - Germany | Amprion, Elia | This project considers the possibility of a second HVDC interconnection between Belgium and Germany with a capacity of 1 or 2 GW and a commissioning by 2037 or as soon as possible thereafter. The timing as well as location, routing and capacity are subject to further bilateral studies. Project motivation: In the past, various studies have already been carried out at national and European level. The results of those studies so far show that a second interconnector has the potential to create socio-economic welfare for both Belgium and Germany and in extension the entire European network. Furthermore, it facilitates RES integration in as well as CO2 savings. Moreover, an increased cross-border interconnection capacity may allow for a further integration of the domestic electricity sector in the European energy market, thus driving electricity price convergence between European domestic markets. | 1 | 2037 | The project was in TYNDP 2022.
227 | Transbalkan Corridor | EMS, NOS-BIH, CGES | The remaining sections of the project contain six investments, with the new corridor spanning from Western Serbia (SS Obrenovac and SS Bajina Basta) all the way to SS Visegrad in Bosnia and Herzegovina and SS Lastva (across SS Pljevlja 2) in Montenegro. As can be seen from the brief list of the investments, the project aims to increase both the transmission capacity within Serbian transmission system and the transfer capacities on the borders between the mentioned countries. Thus, it is expected that it will largely facilitate the energy exchange between the north-east and south-west parts of Europe, setting a foundation for the enhanced market integration and leveling of the marginal energy costs and guaranteeing the security of supply throughout the region. This project is tightly connected to the project 28 (Italy - Montenegro) and the project 342 (Central Balkan Corridor). | 3 | 2027 | The project was in TYNDP 2022.
228 | Muhlbach - Eichstetten | Rte, TransnetBW | Reinforcement of the existing 400kV OHL and deployment of a second 400kV circuit at existing double circuit OHL Muhlbach - Eichstetten, instead of the currently operated circuit Eichstetten - Vogelgrun (currently operated with 225kV). The project includes also a transformer in Sierentz substation to balance flows between 225kV and 400kV grid in the area. Motivation for the project: Germany and the Continental Central South-Region is characterised by a significant increase in RES generation. The grid has to be developed in order to support these new exchange possibilities, facilitating the access to the most economic energy mix, while minimising grid congestions. High flows in both directions West-East and North-South are expected. By increasing of interconnection capacity, the project strengthens the European electricity market and contributes to the security of supply. | 3 | 12-2027 | The project was in TYNDP 2022.
231 | Beznau - Tiengen | Amprion, Swissgrid | This project comprises the upgrade of a 220 kV crossborder line to 380 kV between the substations of Tiengen (DE) and Beznau (CH). | 2 | 2035 | The project was in TYNDP 2022.
235 | HVDC SuedLink Brunsbüttel/Wilster to Großgartach/Bergrheinfeld West | TransnetBW, Tennet DE | 4 GW HVDC connection from Northern Germany (areas of Brunsbüttel/Wilster) to Bavaria / Baden-Württemberg (areas of Großgartach/ Bergrheinfeld West). Northern Germany is characterised by a high amount of RES, the feed-in exceeds the local load and therefore there is a high demand for electricity transfer to the load centres in southern parts of Germany. With the further installation of additional renewable energy, the relevance of this project increases. | 3 | 2028 | The project was in TYNDP 2022.
239 | Fenno-Skan 3 | Fingrid, Svenska Kraftnät | Replacement of the existing 400 kV HVDC cable interconnection between Finland and Sweden. Fenno-Skan 1 will be decomissioned and a new interconnector with the capacity of 800 MW will be built between FI and SE3, resulting in a total capacity of 1600 MW between FI and SE3. Previously (in TYNDP2020) this project was planned between FI and SE2, and now it has been changed to be situated between FI and SE3. According to new studies, this location provides more market benefits. The first decision depended also on the first simulation results that showed the complexities of connection between FI and SE3. However, these complexities were not observed in the updated simulations. The project is a point-to-point HVDC connection, but could possibly be extended in the future to become a hybrid connection. | 1 | 2038 | The project was in TYNDP 2022.
243 | New 400 kV interconnection line between Serbia and Croatia | EMS, HOPS | Construction of new 400 kV interconnection line Sombor (RS) - Ernestinovo (HR), expected to provide a significant asset in terms of increasing the NTC between Serbia and Croatia, hence allowing the more prominent energy flow in the East-West direction across the CSE region, improving the market integration among the beneficiary countries and further ensuring the security of supply primarily in Serbia and Croatia, but, under certain circumstances, contributing to the reliable functioning of the systems in the rest of the countries in the region as well. Alongside that, it should be mentioned that the project will have a rather positive impact related to the possibility of integration of renewable energy sources in the Backa region. | 1 | 2038 | The project was in TYNDP 2022.
244 | Vigy - Uchtelfangen area | Amprion, Rte | An upgrade of the existing over headline between the substations Ensdorf, Uchtelfangen and Vigy is planned to increase the thermal cross-border capacity. For this reinforcement the options are either the implementation of High Temperature Low Sag (HTLS) conductors. To allow an optimal use of the capacity increase the installation of phase shifter transformers (PSTs) is necessary. For these measures the substations have to be adjusted accordingly. Motivation for the project : Germany and also the CCS-Region is characterised by a significant increase in RES generation. The grid has to be developed in order to support these new exchange possibilities, facilitating the access to the most economic energy mix, while minimising grid congestions. High flows in both directions West-East and North-South are expected. The project strengthens the European single market. This project increases the interconnector capacity between France and Germany and therefore also the security of supply. | 3 | 12-2029 | The project was in TYNDP 2022.
247 | AQUIND Interconnector | Aquind Limited (UK) and AQUIND SAS (France, 100% subsidiary of Aquind Limited) | AQUIND Interconnector is a proposed High Voltage Direct Current (HVDC) subsea and underground electric power transmission link between Great Britain (Lovedean substation, Hampshire) and France (Barnabos switching station, Seine-Maritime) with a net transmission capacity of 2,000 MW. The interconnector is designed as two parallel monopole 1000 MW circuits employing Voltage Source Converter technology. The project will be able to: • Boost competition by providing access to wider electricity markets; • Help improve security of supply by creating additional source of supply and by providing ancillary services to the respective national grids; and • Increase sustainability of energy supply by helping to integrate more renewable energy sources. The project will consist of the following elements: • One converter station on each end of the link, • The 320 kV DC subsea cable route will be approximately 182 km in length between Eastney (UK) and Pourville (France). • The British 320 kV DC terrestrial cable route will be approximately 20 km long. • The French 320 kV DC terrestrial cable route will be approximately 36 km long. • The 400 kV AC cable routes are several hundred meters in France and UK. | 3 | 2028 | The project was in TYNDP 2022.
250 | Merchant line Castasegna (CH) - Mese (IT) | Repower, MERA SRL | The planned Transmission project is a merchant line on the swiss-italian border between Castasegna (CH) and Mese (IT). The planned Cable connection in 220 kV AC has a length of around 14 km, 13.5 of witch in Italy. In connection with the realisation of the project a Rationalisation of the 380 and 132 kV Grid in the region Mese (Provincia di Sondrio) is planned. The expected NTC increase is around 200-250 MW. | 3 | 2027 | The project was in TYNDP 2022.
254 | HVDC Ultranet Osterath to Philippsburg | Amprion, TransnetBW | The Ultranet project consists of a 2 GW HVDC-connection from the Region of Osterath (Rhineland) to the Region of Philippsburg (Baden-Württemberg). It's a pilot project with DC circuits on the same pylons as AC lines and will therefore deliver profund knowledge. The project forms the southern section of the so-called “Corridor A” concept (with project 132) foreseeing connection of the northern and southern regions of Germany via HVDC power lines. As such, Ultranet will reinforce the grid for the completed nuclear phase-out. It also complies to the European North-South Interconnection idea aiming at connecting the significant offshore renewable generation capacities in the North Sea with the load centres in the southern parts of Europe. | 3 | 2026 | The project was in TYNDP 2022.
259 | HU-RO | MAVIR, Transelectrica | The project consists of a new 400 kV new interconnection line Debrecen Dél (HU) - Oradea (RO) and 2nd circuit of 400 kV OHL Nadab (RO) - Békéscsaba (HU). In Romania, the following internal investments are necessary associated to this project: new 400/220 kV transformer in substation Rosiori, reconductoring 220 kV OH line Urechesti-Tg. Jiu-Paroseni- Baru Mare-Hasdat. | 2 | 2030 | The project was in TYNDP 2022.
260 | Project 260 – Multi-purpose HVDC interconnection between Great Britain and The Netherlands | National Grid, TenneT-NL | This project considers a multi-purpose HVDC interconnection between Great Britain and The Netherlands, that combines the benefits of connecting electricity markets and offshore wind generation in Great Britain and The Netherlands. The base capacity of the cross border interconnection is around 2GW, but more can be considered. | 2 | 2030 | The project was in TYNDP 2022.
267 | Hansa PowerBridge II | Svenska kraftnät, 50Hertz | Possible second HVDC cable interconnector between southern Sweden (Bidding area SE4) and Germany (50Hertz). The German grid interconnection point is located in the search area of the municipalities Sanitz/Gnewitz/Dettmannsdorf/Town of Marlow. This project candidate is driven by market based target capacities found in the Common Planning Studies by Regional Group Baltic Sea. | 1 | 2035 | The project was in TYNDP 2022.
270 | FR-ES project -Aragón-Atlantic Pyrenees | Red Eléctrica, Rte | This project consist of a new HVDC interconnection between France and Spain located in the Central part of the Pyrenees between Aragón region (Spain) and Marsillon (France). Internal AC reinforcements in Spain complement the cross border section, in order to connect the new converter station to the existing network. This project was included in the PCI list since 2015 (PCI 2.27.1) | 1 | TBD | The project was in TYNDP 2022.
276 | FR-ES project -Navarra-Landes | Red Eléctrica, Rte | This Project consist of a new HVDC interconnection between France and Spain in the Western part of the Pyrenees between Pamplona area (Spain) and Cantegrit (France). The project is considered as an HVDC project of 2x1000 MW. Internal reinforcements complement the cross border section. This project was included in the PCI list since 2015 (PCI 2.27.2) | 1 | TBD | The project was in TYNDP 2022.
280 | FR-BE: Lonny-Achene-Gramme | Elia, Rte | The project aims at sustaining further market integration within the long-term perspective of the energy transition and subsequent need to develop interconnection capacity on the French-Belgium border whilst alleviating Lonny-Achene-Gramme as bottleneck. The reinforcement strategy consists of maximizing the potential of the existing 400kV interconnector Lonny-Achene-Gramme through the use of cost-efficient technologies such as PSTs and HTLS . The project will further reinforce the existing Lonny-Achêne-Gramme cross-border transmission line on horizon 2030-2032 with high-performance (HTLS) conductors, which requires substation upgrades and installing a second phase shifting transformer in Achêne to handle the increased power flows. Indeed, this project builds further on a first phase which foresees a first PST in Achêne already by 2025. The line reinforcement accompanied by the second PST will further improve market exchange opportunities and RES integration in general. The project aims at increasing the transfer capacity between France and Belgium with approx. 1 GW. | 2 | 2030/2032 | The project was in TYNDP 2022.
283 | TuNur Italy | TuNur Ltd | TuNur Italy is a 2,000MW HVDC transmission project between Tunisia and Italy enabling the delivery of 12TWh of dispatchable, competitively priced, renewable power to Europe supporting the energy transition, REPowerEU and the EU Green Deal. The transmission project will connect a hybrid renewable energy and storage facility in Southern Tunisia, where solar and wind resources are extremely high, to the Italian network. The +/-525kV HVDC system consists of two independent bipoles of 1GW, each including a DC overhead line from the power plant in southern Tunisia to the shoring point in northern Tunisia; a 660km submarine cable from the shoring point to Montalto di Castro; VSC converter stations at both terminal points; and a short AC cable to Terna’s 400kV substation. The project provides a robust connection in the central Mediterranean corridor in line with the initiative for developing the region into a Green Energy Hub. The reinforcement of this energy highway will enable investment, economic development, and technology transfer in Tunisia; and the integration of large quantities of dispatchable renewable power into Europe, supporting energy and climate policy objectives, specifically demand for low carbon power and diversification of supply. | 1 | 2034 | The project was in TYNDP 2022.
285 | GridLink | iCON Infrastructure | 1.25 GW HVDC electricity interconnector between UK and France Voltage Source Converter (VSC) Grid connection point (substations name): Kingsnorth (UK) and Warande (France) Total cable length (substation to substation) 158km (110km in UK and 48km in France) Symmetrical monopole converters Two cables (XLPE) laid in a single trench Nominal DC voltage: ±320 kV Nominal DC rated current: 1995 A Bus-bar to bus-bar losses profile over MW range: 2.1% (27 MW) full load; 0% (0 MW) at zero load Annual Availability: 98% availability, 2% planned outages, 0% forced outages. Maximum single failure according to the design: 1.25 GW UK Transmission network reinforcement required: Uses spare bay with minimum works at Kingsnorth 400kV substation France transmission network reinforcement: Requires new substation next to existing Warande 400kV substation Main environmental impact: reduction of CO2 emissions by substituting electricity from fossil fuels by generation from RES and nuclear power. No significant environmental impacts during construction and operation. | 3 | 2030 | The project was in TYNDP 2022.
297 | BRABO III | Elia | Realization of a new 380 kV corridor between Zandvliet and Mercator consisting of a double-circuit AC overhead line, including a new substation 380kV in Lillo. BRABO II and III sustain the development of interconnection capacity on the Belgian North Border towards a broader scenario framework, hereby securing the supply of electricity around the Antwerp harbour area in light of the increasing industrial demand , as well as developing capacity for the potential integration of new production in the Antwerp area. This project contributes to resolving internal congestions, considering expected high international transit & loop flows. This project increases the degree of interconnectivity between the Belgian and Dutch bidding zone. The possibility of higher market exchanges between these two bidding zones leads to a higher price convergence in more hours of the year and reduces therefore the price differentials. This project allows to deal with the growth in industrial consumption from the Antwerp harbour and to increase the grid hosting capacity for the connection of new production capacity, thereby contributing to the overall adequacy of the system, especially relevant considering the partial nuclear phase out in Belgium. | 4 | 2026 | The project was in TYNDP 2022.
299 | SACOI 3 | Terna, EDF | New HVDC line between Italy mainland, Corsica and Sardinia replacing existing link SACOI2. | 4 | 2027 | The project was in TYNDP 2022.
309 | NeuConnect | NeuConnect Britain Limited, NeuConnect Deutschland GmbH | NeuConnect will be the first subsea HVDC electricity Interconnector to connect the UK and German electricity markets. It will be approximately 700km long with a capacity of 1.4GW. NeuConnect is a new interconnector under development that will create the first direct link between the countries by connecting the markets for the first time and is forecasted to deliver significant consumer benefits and will deliver a 16 million tonne reduction in CO2 emissions over 25 years. This approach offers clear benefits on both sides by reducing costs for consumers whilst increasing consumer choice and offering the best choice for fighting climate change. | 4 | 2027 | The project was in TYNDP 2022.
312 | St. Peter (AT) - Tauern (AT) | Austrian Power Grid | This project is part of the Austrian 380-kV security ring. It therefore provides based on the concept a redundant and robust connection and increases security of supply significantly. In addition higher transport capacities are able to connect RES production in the corners of the region with the Alpine storages and therefore integrate both efficiently and properly. | 4 | 2025 | The project was in TYNDP 2022.
313 | Isar/Altheim/Ottenhofen (DE) - St.Peter (AT) | Austrian Power Grid, TenneT DE | New 380kV Line between TenneT-DE and APG (Isar/Altheim/Ottenhofen - St. Peter). This project reinforces the interconnection capacity between Austria and Germany. It supports the interaction of RES in Northern Europe (mainly in Germany) and in the eastern part of Austria with the pump storages in the Austrian Alps and therewith facilitates their utilisation. | 3 | 2027 | The project was in TYNDP 2022.
323 | Dekani (SI) - Zaule (IT) interconnection | HSE d.o.o. (Holding Slovenske Elektrarne, d.o.o.) - E3 d.o.o. (ENERGETIKA, EKOLOGIJA, EKONOMIJA, d.o.o) - Adria Link Srl | The Zaule (IT) - Dekani (SI) interconnection is a third party cross-border electrical line promoted by Adria Link Srl, E3, ENERGETIKA, EKOLOGIJA, EKONOMIJA, d.o.o.. and Holding Slovenske Elektrarne d.o.o.. The project concerns an underground cable 110kV a.c. merchant line, 150 MW from Zaule (IT) substation to Dekani (SI) substation, including a 110/135 kV Phase Shifter Transformer. | 3 | 2026 | The project was in TYNDP 2022.
324 | Redipuglia (IT) - Vrtojba (SI) interconnection | Adria Link Srl - HSE d.o.o. (Holding Slovenske Elektrarne, d.o.o.) - E3 d.o.o. (ENERGETIKA, EKOLOGIJA, EKONOMIJA, d.o.o) | "The Redipuglia (IT) - Vrtojba (SI) interconnection is a third party cross-border electrical line promoted by Adria Link Srl, E 3, ENERGETIKA, EKOLOGIJA, EKONOMIJA, d.o.o. and Holding Slovenske Elektrarne d.o.o.. The project concerns an underground cable 110kV a.c. merchant line, 150 MW from Redipuglia (IT) substation to Vrtojba (SI) substation, including a 110/135 kV Phase Shifter Transformer." | 3 | 2026 | The project was in TYNDP 2022.
325 | Obersielach (AT) - Podlog (SI) | Austrian Power Grid, Eles | Obersielach (AT) - Podlog (SI); 380-kV Upgrade; +500* MW NTC in both directions (*still needs to be adjusted) | 1 | 2035 | The project was in TYNDP 2022.
328 | Interconnector DE-LUX | Amprion, Creos | The project comprises the construction of two new 380/220-kV-substations in Germany (Aach) and Luxemburg (Bofferdange). The new substations will be connected via a new AC-link to allow a higher cross border capacity between Germany and Luxembourg. | 2 | 2028 | The project was in TYNDP 2022.
329 | Stevin-Izegem/Avelgem (Ventilus): new corridor | Elia | The development of ~6 GW transport capacity through the elaboration of a new corridor in the western part of Belgium, between the Stevin axis and the Izegem substation. It is to be complemented with an HTLS upgrade of the existing Izegem/Avelgem connection. Along this corridor a substation functioning as 'gateway' for the evacuation of offshore potential is envisioned. This corridor will be implemented in AC technology. Timing, routing, scope, etc. subject to feasibility studies and subsequent spatial planning procedures. The capacity of the Stevin axis will be fully used by 2020 for the integration of the first wave of 2.3 GW offshore wind in the Belgian North Sea and Nemo Link. A further development of the 380 kV grid via a new corridor towards the coast creates the necessary hosting capacity to unlock 3.5 GW additional wind in the Belgian part of the North sea and develop an additional interconnector with the UK. This new corridor will be linked to the Stevin corridor, creating a meshed 380 kV grid structure and hence considerably increasing the reliability. | 3 | 2028 | The project was in TYNDP 2022.
330 | 4th 400kV CZ-SK interconnector | CEPS, SEPS | This new 400 kV cross-border overhead line between the substations Otrokovice (CZ) - Ladce (SK) will strenghten the transmission capacity between Slovak and Czech transmission systems, aiming to maintain secure operation of both transmission systems. | 1 | 2035 | The project was in TYNDP 2022.
335 | North Sea Wind Power Hub | Energinet.dk, TenneT-NL, TenneT-DE | TenneT Netherlands, TenneT Germany, Energinet and Gasunie joined forces to develop a large scale European electricity system for offshore wind in the North Sea. The North Sea Wind Power Hub (NSWPH) consortium partners consider the project to be an important possible alternative path of an internationally coordinated roll-out towards accomplishing the green energy transition and achieving the Paris Agreement. Central to the vision is the construction of one or more hubs at a suitable location in the North Sea with interconnectors to bordering North Sea countries and between the hubs. The whole system may function as a hub for transport of wind energy, an interconnection hub to the connected countries, a working hub for offshore wind developers and a location for possible power-to-gas solutions. This project is a first building block in the hub-and-spoke concept (NSWPH) connecting up to 14 GW future offshore wind parks to the systems of Denmark, the Netherlands and Germany around 2035. | 1 | 2035 | The project was in TYNDP 2022.
338 | Adriatic HVDC link | Terna | New HVDC line between Villanova (or Villavalle) and Fano (or Portotolle) existing 400 kV substations (the nominal power of the link will be at least 1000 MW) | 3 | 2028 | The project was in TYNDP 2022.
339 | Tyrrhenian link | Terna | Italian HVDC link between Campania, Sicily and Sardinia | 4 | 2028 | The project was in TYNDP 2022.
340 | Avelgem-Courcelles (Boucle du Hainaut): new corridor | Elia | The development of ~6 GW transport capacity through the elaboration of a new corridor between Avelgem and Courcelles. This corridor is envisioned to be implemented in AC technology. Timing, routing, scope, etc. subject to feasibility studies and subsequent spatial planning procedures. Today, the west and the center of the country are connected on 380 kV via only one corridor between Mercator and Horta in HTLS. Additional capacity between the west and the center is, however, required to sustain price convergence within a European merit order increasingly characterized by RES. A new corridor Avelgem-Courcelles would deliver around 6 GW of capacity and at the same time increases the maintainability and reliability of the grid, fulfilling the regulatory expectation that internal grids should be sufficiently strong so that society can fully reap the benefits from European market integration. Avelgem–Courcelles corridor is a prerequisite for the integration of new offshore & onshore production capacity west of Mercator and for integration of a second interconnector with Great-Britain (Nautilus). | 3 | 2030 | The project was in TYNDP 2022.
341 | North CSE Corridor | EMS, Transelectrica | This project will consist of four investments. The investments of this project are SS 400/110 Belgrade 50, OHL 400 kV SS Belgrade 50 - WPP Cibuk, doubling existing OHL 400 kV Portile de Fier (RO) - Djerdap 1 (RS) and and reconductoring of the 220 kV double circuit OHL Portile de Fier – Resita. Every investment included in this project represents a segment of the new significant corridor in the East-to-West direction, boasting the massive cross-border impact on the boundary between Serbia and Romania. This, in detail, means that the project will enhance the market integration in the region, allowing the lower difference in marginal energy costs, allow the connection of huge capacities of renewable sources that have applied for connection in the observed area (only in Serbia, there is way over 3 GW of new wind and solar power plants foreseen in the Banat region) and affect the security of supply in the aforementioned region by increasing the available balancing capacity across the mentioned border. New renewable capacities, enabled for connection by project's commissioning, will change the generation mix in Serbia and provide a boost for green transition in the Southeast Europe region. | 2 | 2029 | The project was in TYNDP 2022.
342 | Central Balkan Corridor | JSC EMS, ESO EAD | This corridor will enable transmission of energy from east to west on the border between Bulgaria to Serbia and further towards Montenegro and Bosnia and Herzegovina. This corridor will be directly connected with project Transbalkan corridor (therefore, enabling the connection between Bulgarian energy market and Italian energy market), which represents a direct prerequisite for achieving the expected benefits of the Central Balkan corridor. Among the numerous other positive effects expected once this project is commissioned, the increase of NTCs on the borders between the involved countries (implying both the market integration and additional resources in securing the reliability of transmission systems' operation) can be seen as one of the most prominent. These sections could also prove to be a strong asset in fully utilizing the hydro potentials of Western Serbia, as well as the tool for increasing the security of supply to the demand located in the Central Serbia. In addition, the line from SS Jagodina 4 to SS Pozarevac 3 will enable more efficient evacuation of energy from the RES in Banat and Kostolac regions in Serbia, allowing the higher share of this type of sources in the Serbian generation mix in the upcoming years. | 2 | 2034 | The project was in TYNDP 2022.
343 | CSE1 New | HOPS, NOS-BIH | The project will contribute in strengthen Croatian transmission grid along its main north-south axis (in parallel with eastern Adriatic coast) allowing for additional long-distance power transfers (including cross border) from existing and new planned power plants (RES/wind/ and conventional/hydro and thermal/) in Croatia (coastal parts) and BiH to major consumption areas in Italy (through Slovenia) and north Croatia. The increased transfer capacity will support market integration (particularly between Croatia and Bosnia-Herzegovina) by improving security of supply (also for emergency situations), achieving higher diversity of supply & generation sources and routes, increasing resilience and flexibility of the transmission network. | 2 | 2035 | The project was in TYNDP 2022.
346 | ZuidWest380 NL Oost | TenneT-NL | New 380 kV connection between Rilland and Tilburg including new substation. | 3 | 2030 | The project was in TYNDP 2022.
349 | MaresConnect | MaresConnect Limited | MaresConnect is a 750MW HVDC, subsea power interconnector between Ireland (Maynooth) and Wales (Bodelwyddan). MaresConnect will consist of two converter stations – one located close to the final agreed transmission substation in the greater Dublin region and the other close to the Bodelwyddan 400kV substation in Denbighshire – connected by two High Voltage Direct Current cables under the Irish Sea. The cable route passes underground from Bodelwyddan to the coast and heads west under the seabed across the Irish Sea to landfall north of Dublin Bay and continues underground to the final agreed connection point. | 3 | 2029 | The project was in TYNDP 2022.
350 | South Balkan Corridor | MEPSO | This project consists of two investments: 400 kV OHL Bitola(MK)- Elbasan(AL) and 400/110 kV SS Ohrid, in Macedonia. The interconnection contributes to increasing the transmission capacity in the East-West direction. The mentioned SS will increase the security of supply in the SouthWest part of the FYR of Macedonia. Construction of 400 kV OHTL interconnection from SS Bitola 2 to Macedonian/Albanian border and SS 400/110 kV Ohrid 400 kV interconnection transmission line Bitola (Macedonia) - Elbasan (Albania) is the last part of the implementation of the Corridor 8 in the context of creating a corridor East-West power transmission corridor between Bulgaria, Macedonia, Albania and Italy. | 4 | 2026 | The project was in TYNDP 2022.
375 | Lienz (AT) - Veneto region (IT) 220 kV | Austrian Power Grid, Terna | Reconstruction of the existing 220kV-interconnection line between Lienz and Veneto Region (IT). The project includes the adjustment of power regulation devices. | 2 | 2035 | The project was in TYNDP 2022.
376 | Refurbishment of the 400kV Meliti(GR)-Bitola(MK) interconnector | Admie, MEPSO | The project aims at the reconductoring of the already existing 400kV interconnection line between Meliti (GR) and Bitola (MK), in order to increase transfer capacity between the power systems of Greece and North Macedonia. | 1 | 2035 | The project was in TYNDP 2022.
377 | Upgrade BE-NL interconnector VanEyck-Maasbracht | Elia, TenneT-NL | This study envisions an upgrade of the existing interconnector VanEyck-Maasbracht between Belgium and the Netherlands making use of PSTs and/or HTLS technology.The study will determine the appropriate implementation option and timing, taking into account - The already planned upgrade of the Zandvliet-Rilland interconnector on the BE-NL border (see project 262) - The synchronisation with developments in the NL-DE border Project motivation: A need has been identified to further develop interconnection capacity on the BE-NL border, hereby alleviating VanEyck-Maasbracht as bottleneck. This project effectively increases the degree of interconnectivity between the Belgian and Dutch bidding zone. RES integration implies higher flows in the meshed AC-grid and thus increases the need for cross border transmission capacity. This project satisfies this need in a cost-efficient manner. This project is likely to increase the potential for imbalance netting & reserve sharing due to increased remaining available margins of the cross border transmission capacity. PSTs will also help to balance the flows over the different cross border lines of the Belgian Dutch interconnection. | 1 | 2032 | The project was in TYNDP 2022.
378 | Transformer Gatica | Red Eléctrica | New tranformer 400/220 kV in existing Gatica subestation, with potential impact in cross border values | 2 | 2027 | The project was in TYNDP 2022.
379 | Uprate Gatica lines | Red Eléctrica | Uprate of the following 400kV lines that reach Gatica subestation : Gatica-Gueñes, Gatica-Amorebieta-Ichaso and Gatica-Azpeitia. This internal project has influence in the exchange capacity values between France and Spain, and it is directly related to the P16 Biscay Gulf. | 2 | 2026 | The project was in TYNDP 2022.
1034 | HVDC corridor from Northern Germany to Western Germany | Amprion | Project 1034 consists of two new HVDC cable from Heide/West to Polsum and from Wilhelmshaven to Region Hamm. The HVDC have a transfer capacity of 2 GW each. The project is a grid expansion project for low-loss transmission of high power over long distances from Northern Germany to the Ruhr-Area. Northern Germany is characterized by a large number of regenerative onshore and offshore energy sources which exceed the demand of Northern German loads. The Ruhr-Area, however, is a high-production region with large conventional generation capacity that has to be substituted by renewable generation capacity due to the German coal phase-out. | 2 | 2032 | The project was in TYNDP 2022.
1039 | SE North-south long-term reinforcements | Svenska Kraftnät | Replacement and upgrading of ageing overhead lines and reactive measures in substations and series compensations in order to increase capacity between SE2 and SE3. | 1 | 2040 | The project was in TYNDP 2022.
1040 | LirIC | Transmission Investment | LirIC is a new HVDC sub-sea interconnector between Scotland and Northern Ireland. LirIC is being developed to increase the level of interconnection between Scotland and Northern Ireland addressing a market need and resulting in welfare generation opportunities in GB and consumer benefit in Ireland. A second beneficial driver for the project is the alleviation of Ireland's synchronous generation constraint, where there is an imposed limit on the level of demand that can be met by wind. These two effects result in significant benefit for British exports to Ireland to exploit wholesale power price arbitrage and Irish exports to Britain to avoid wind curtailment. | 1 | 2030 | The project was in TYNDP 2022.
1041 | GREGY Green Energy Interconnector | ELICA MEDITERRANEAN ELECTRICAL INTERCONNECTION SINGLE-MEMBER S.A. | GREGY concerns the development of a new green energy highway within the Mediterranean Basin, by interconnecting Egypt and Greece. GREGY aims to interconnect Egypt and Greek mainland with a HVDC submarine cable of about 954 km in length, together with the necessary interconnection infrastructure at the two countries. GREGY will supply renewable power on a permanent basis (8760 h) not exceeding the capacity of 3000MW. GREGY has a bi-directional capability. GREGY will transfer 100% RES generated electricity originating from Wind and PV farms. It will transfer the green energy produced by the 9.5 GW of wind and PV parks that Copelouzos Group has under development in Egypt. Moreover, Egypt’s Sustainable Development Strategy: EGYPT VISION 2030 sets the target at 61GW RES installed capacity by 2035. GREGY will allow 100% RES energy exports, contractually ensured by bespoke Power Purchasing Agreements, from Egypt to Greece, contributing to a significant increase of RES participation in the energy mix and reduction of CO2 emissions of the power sector. Furthermore, benefits such as market coupling, enhanced security of supply and socio-economic welfare are enabled through GREGY establishing a new interconnection between two large synchronous areas. | 1 | December 2028 | The project was in TYNDP 2022.
1046 | Finnish North-South reinforcement | Fingrid | This project consists of several 400 kV overhead lines built in the north-south direction inside Finland (+other required investments to achieve the full capacity). The project is built to increase the North-South transmission capacity thus enabling the integration of new renewable generation in northern Finland and transfer of power to the consumption centers in the south. | 3 | 2030 | The project was in TYNDP 2022.
1048 | Greece - Africa Power Interconnector (GAP Interconnector) | Greece Africa Power Interconnector SMSA (Member of Eunice Energy Group) | The project refers to the construction of a submarine DC transmission link of total capacity 600MW interconnecting Egypt's North Mediterranean coast and Greece at the island of Crete, where it will be directly linked there with a new Electrolyser-Hydrogen Production Plant (H2E and H2M) named "Green Hydrogen Value Chain" (will be submitted for inclusion to TYNDP 2024 via ENTSo-G's e-platfrorm)aiming to produce hydrogen from electricity coming from dedicated renewable electricity production tranferred via GAP interconnector as well as SAI Interconnector (TR-293). A new HVDC conversion station close to the existing thermal power plant of Atherinolakkos in South-East Crete will be the connection point to Greece. The connection point in Egypt will be at its Northern coast located South of Crete, where the bulk of Egypt's electrical load and HV transmission grid infrastructure is located. All the aforementioned installations (converter stations, substations etc) will be of closed type using GIS technology. The proposed GAP interconnection project will enhance energy stability to the Eastern Mediterranean Sea area and promotE the European Green Hygrogen technologies. | 1 | 2030 | The project was in TYNDP 2022.
1049 | Cronos Energy Ltd | Cronos Energy Ltd | Cronos Energy Ltd (“Cronos”) is developing a 1400MW DC Bipole VSC interconnector between England and Belgium with the financial support of one of Europe's largest infrastructure funds. Cronos’s management team has a successful track record in developing and delivering interconnectors and transmission projects as well as large-scale grid connected power stations in Europe and has been involved in over 40GW of transmission power station and interconnector projects in Europe. Our mandated technical advisors are DNV and WSP Ltd. Cronos has entered into legally binding connection and construction agreements and has applied for a UK cap & floor regulatory regime for 50% of the project costs in the Third Window in 2023 from the NRA with the other 50% of the project under a Belgian regulated regime (which could be also a cap & floor regime), yet to be applied for. The Project will operate under applicable EU Regulations, including Regulation (EU) 2015/1222. In October 2022 Copenhagen Infrastructure Partners (“CIP”) became the majority shareholder in Cronos and is committed to funding the Project through to operation. | 1 | 2031 | The project was in TYNDP 2022.
1050 | Tarchon Energy Ltd | Tarchon Energy Ltd | Tarchon Energy Ltd (“Tarchon”) is developing a 1400MW DC Bipole VSC interconnector between England and Germany with the financial support of one of Europe's largest infrastructure funds. Tarchon's management team has a successful track record in developing and delivering interconnectors, transmission projects and large-scale grid connected power stations, having been involved in over 40GW of such projects in Europe. Our mandated technical advisors are DNV and WSP Ltd. Tarchon has entered into legally binding connection and construction agreements and will apply for a UK cap & floor regulatory regime for 50% of the project costs in the Third Window in 2022 from the NRA with the other 50% of the project regulated in accordance with part 2, chapter 3a of the German Energy Industry Act (Energiewirtschaftsgesetz – EnWG). The Project will operate under applicable EU Regulations, including Regulation (EU) 2015/1222 and Regulation (EU) 2019/943 and EU Forward Capacity Allocation Guideline (Commission Regulation (EU) 2016/1719). In October 2022 Copenhagen Infrastructure Partners (“CIP”) became the majority shareholder in Tarchon and is committed to funding the Project through to operation. | 1 | 2030 | The project was in TYNDP 2022.
1052 | Lienz (AT) - Malta (AT) - Obersielach (AT) | Austrian Power Grid | The 380-kV-ring can be completed in Austria with the reinforcement of the Carinthia transmission grid. The advantages of a ring structure are only made possible by the project. Security of supply in Carinthia and Austria can be guaranteed in the long term. With the 380-kV-ring closure in the south, a redundant connection of the renewable energy feed-in centers in the east Austria (mainly wind and PV) and the load centers with the pumped storage power plants in the central Alpine region. The 380-kV-ring closure is essential for the grid integration of renewable energies and the Austrian Federal Government's climate and energy strategy, and its necessity will also be addressed in the Carinthian Government's 2018-2023 program. The project will also enable the development of additional transmission capacity to the neighboring countries | 2 | 2033 | The project was in TYNDP 2022.
1054 | 220-kV Westtirol (AT) - Zell/Ziller (AT) | Austrian Power Grid | An Upgrade of the existing 220kV-line Westtirol (AT) - Zell-Ziller (AT) and the erection of an additional 220/380kV-transformer. | 2 | 2030 | The project was in TYNDP 2022.
1055 | Interconnection of Crete to the Mainland System of Greece | Admie | Crete is the largest electrically non-interconnected island system in Greece, representing a particular case, due to large size, rapid growth, remote location and large RES potential. The project aims to increase security of supply and improve stability issues of the island by its interconnection to the mainland system. It is expected to contribute to the reduction of the operation of oil-fired units that currently supply the island and in the long run to allow their progressive decommissioning, thus contributing to the reduction of production variable costs and greenhouse gas emissions. It will allow the full exploitation of local RES potential. The project shall ensure a more reliable and cost-effective supply of electricity to the island. This interconnection will be implemented in two phases. In Phase I (completed), Crete connects to Peloponnese with a 150 kV AC double circuit submarine cable interconnector of 2x200 MVA nominal transfer capacity. In Phase II Crete will be connected to Attica with a bipolar submarine HVDC-VSC link of 2x500 MW capacity transfer. The project in total contributes in achieving the EU-wide targets and policy objectives set in the 2030 climate and energy framework. | 4 | 2024 | The project was in TYNDP 2022.
1058 | HVDC Interconnector DE-CH | Swissgrid, TransnetBW | This concept project concerns an extension of German internal HVDC lines towards Switzerland via an additional HVDC interconnector. It pursues an ultimate goal to realise a new HVDC North-South corridor connecting the generation capacities in the North Sea area with the pump storages in the Alps and consumption centres in the Mediterranean sea region. | 1 | 2037 | The project was in TYNDP 2022.
1059 | Southern Italy | Terna | New 400 kV lines in Campania and in Calabria, affecting existing 400 kV substation. The link will remove grid constraints and congestions due to the new renewable installed capacity. | 3 | 2029 | The project was in TYNDP 2022.
1066 | Bulgaria - Turkey | ESO | The project concerns the construction of a new AC 400kV interconnection Bulgaria - Turkey. The proposed interconnection line with a total length 150 km will connect Maritsa East 2 SS in Bulgaria and Vize Havza SS in Turkey. This project, together with the project for a new interconnection between Greece and Turkey, compose the project “East Balkan Corridor” that will contribute to increasing the cross -border transfer capacities between ENTSO-E countries and Turkey and address a system need, identified in ENTSO-E's System Needs study. The construction of the two interconnections will also improve the stability of the connection of a large electricity system such as the Turkish one to the unified electricity system of the countries of continental Europe. Furthermore the project will allow integration of more renewables to the grids, support the convergence of market price between the neighboring countries and thus will help the realization of clean energy package targets. | 1 | 2035 | The project was in TYNDP 2022.
1067 | New AC 400 kV interconnection line Greece - Turkey | Admie | The project concerns the construction of a new AC 400kV interconnection Greece - Turkey. The proposed interconnection line with a total length 130 km will connect Nea Santa SS in Greece and Babaeski SS in Turkey. This project, together with the project for a new interconnection between Bulgaria and Turkey, compose the project “East Balkan Corridor” that will contribute to the increase of the cross-border transfer capacities between ENTSO-E countries and Turkey and address a system need, identified in ENTSO-E's System Needs study. The construction of the two interconnections will also improve the stability of the connection of a large electricity system such as the Turkish one to the unified electricity system of the countries of continental Europe. Furthermore the project will allow integration of more renewables to the grids, support the convergence of market price between the neighboring countries and thus will help the realization of clean energy package targets. | 2 | 2031 | The project was in TYNDP 2022.
1068 | LaSGo Link | Transmission Investment | LaSGo Link is a new multi terminal HVDC sub-sea interconnector project linking Sweden, the Island of Gotland and Latvia. The project consists of two sections: a 700MW internal grid reinforcement between the Swedish mainland and the island of Gotland and a 500MW cross border connection between the island of Gotland and Latvia. LaSGo Link is being developed to increase grid capacity to Gotland and increase the level of cross border capacity in the Baltic Sea region. This will meet the current challenge of security of supply experienced in this region and therefore support industry and the further growth of wind power in the Gotland region. The cross border element of the project will provide further routes to market for generation thereby reducing internal grid congestion in Sweden and providing socio-economic benefit to both Sweden, Latvia and the interconnected markets in the Baltic Sea region. | 1 | 2037 | The project was in TYNDP 2022.
1074 | Pannonian Corridor | EMS, MAVIR | The new 400 kV line connecting Serbian and Hungarian transmission systems, or, more specifically, SS Subotica 3 (RS) and SS Sándorfalva (HU), together with the reconstruction of SS Subotica 3 on Serbian side. Also, this project includes strengthening the North-to-South transmission corridor in Serbian system, by building two new 400 kV lines: SS Sombor 3 – SS Novi Sad 3 and SS Belgrade 50 – SS Sremska Mitrovica 2. This is also deemed necessary, as numerous calculations have indicated that the new tie-line may not affect the NTC value enough if it is not accompanied by the two mentioned internal lines. The project can, alongside covering the needs seen in IoSN report, also be seen as a response to the ever-higher requests for integration of renewable sources in the Bačka region, while simultaneously strongly enhancing the security of supply and reliability of the transmission systems' operation in the included countries. | 2 | 2030 | The project was in TYNDP 2022.
1085 | Malta-Italy Cable Link No.2 | Interconnect Malta Ltd | The project consists of a new ~122km long 200MWe HVAC electrical cable interconnection through a submarine cable operating at 220kV between Malta (Maghtab) and Sicily (Ragusa) to be laid in parallel but at a safe distance to the existing ac cable link. The project is part of Maltese Government’s future energy strategy in meeting the 2030 climate and energy targets and the longer term decarbonisation objectives. It aims at diversifying the island's energy sources and meet the projected increase in electricity demand from economic growth and electrification of the transport sector. The Project will also strengthen the electricity interconnectivity with the EU electricity network, allow for increased importation of electricity sourced from renewables, optimise the use of local power generation, whilst allowing the increase in local renewable energy sources through the enhancement of the grid stability and balancing of intermittent RES. | 3 | 2026 | The project was in TYNDP 2022.
1086 | Estonia internal grid reinforcement to increase RES connection capability (RRF project) | Elering | The project includes several reinforcements mainly in the western part of Estonia. The biggest and most important investments are new Lihula 330 KV substation and Kiisa-Paide 330 kV and Paide-Mustvee 330 kV OHL reconstructions. Together with 330 kV reconstruction also the internal 110 kV network is reinforced where it is foreseen the new RES capacities to be connected. The total effect on connection capability increase of the reconstructions in the western part of Estonia is approximately +200 MW in 110 kV network and +500 MW in 330 kV network. The thermal transmission capacity of the new 330 kV OHL is 1400 MW. Together with the offhsore grid porject reinforcements it will prepare the Estonian power system to be ready to integrate large scale wind parks and additional local RES generation. Together with Offshore project ELWIND the reinforcements allow to increase transmission capacity between Estonia (EE) and Latvia (LV). And in case of EstLink3 these investments also improve to eliminate the internal bottlenects for future possible capacity increase between EE and FI | 4 | 01-07-2026 | The project was in TYNDP 2022.
1088 | Latvia and Estonia Hybrid Off-Shore interconnector | AS Augstsprieguma tikls (AST) and AS ELERING | Latvia and Estonia 4th interconnection includes connection of off-shore wind park together with a hybrid interconnector project in the Baltic Sea with planned installed production capacity of offshore wind up to 1000 MW and planned commissioning date is 2035. The project is under development and the exact location of offshore substation will be determined by ongoing studies. and technical expertise. | 1 | 2035 | The project was in TYNDP 2022.
1092 | TritonLink: offshore hybrid HVDC interconnector Belgium – Denmark | Energinet and Elia Transmission Belgium | The construction of a dual-purpose offshore hybrid HVDC interconnector between Belgium and Denmark integrating 4 GW of offshore wind in the Danish Exclusive Economic Zone in the North Sea. This project creates a first transmission link between the Danish and Belgian electricity transmission systems. It is an offshore hybrid project due to merging two purposes: i) interconnecting two countries and ii) connecting offshore RES. | 2 | 2032 | The project was in TYNDP 2022.
1094 | Estlink 3 | Fingrid and Elering | 3rd HVDC connection between Finland and Estonia. On FI side also includes 400 kV transmission network upgrade and extension to the landing point to connect Estlink 3 converter station to the rest of the transmissions system. The landing point is expected to be Inkoo substation, but is not yet decided. On EE side the project also includes 330 kV transmission network upgrade and extension to the landing point to connect Estlink 3 converter station to the rest of the transmissions system. Planned landing point is located on Paldiski peninsula. | 2 | 2035 | The project was in TYNDP 2022.
1095 | Aurora line 2 (4th AC Finland-Sweden north) | Fingrid, Svenska Kraftnät | Fourth AC 400 kV overhead line between Finland north and Sweden SE1. Strengthening the AC connection between Finland and Sweden is necessary due to market needs, security of supply in the Nordics, new RES generation and substantial investmentents in clean hydrogen economy. | 2 | 2032 | The project was in TYNDP 2022.
1096 | Beznau - Mettlen | Swissgrid | This project • increases the capacity between Switzerland and its northern neighbours. This enables to connect large renewable generation in Northern Europe to pump storage devices in the Alps, thus noticeably increasing the mutual balancing between both regions. • comprises the optimization of the existing route by voltage conversion to 380 kV and a partial reinforcement. | 3 | 2031 | The project was in TYNDP 2022.
1097 | Upgrade to Konti-Skan | Svenska kraftnät, Energinet | This project will increase the capacity on the existing HVDC connections Konti-Skan 1 and 2 connecting SE3 and DK1 by 700 MW, resulting in a total of 1400 MW capacity between SE3 and DK1. Please note that the total capacity is still under investigation. Konti-Skan 1 and 2 will achieve their technical lifespans in the mid-2030s and are planned to be replaced. The entire facilities including stations, control systems, cables and overhead lines for each connection are in need of replacement. The "Upgrade to Konti-Skan" project does not include the replacement capacity nor the cost of the replacement of the existing Konti-Skan 1 and 2. | 1 | 2034 | The project was in TYNDP 2022.
1098 | Offshore Wind LT 2 | LITGRID AB | Second stage for integration of additional 700 MW off-shore wind farms in Baltic Sea near Lithuania coast. Connection to 330 kV Darbenai substation. Studies are in progress concerning environmental assessment and maritime planning. | 2 | 2030 | The project was in TYNDP 2022.
1100 | Reinforcement of the existing CZ-DE interconnector (Hradec - Röhrsdorf) on the CZ side | CEPS | The project consists in the modernization of an existing double-circuit 400 kV line between the Hradec and Röhrsdorf substations on the Czech side. The project will be implemented only in the section located in the Czech Republic, on an existing route so as to minimize environmental impacts and appropriation of additional land. The project contributes to maintaining reliable supply for domestic demand in case of power shortage in the Czech Republic, using imports from surplus generation in the north of Germany. | 3 | 2028 | The project was in TYNDP 2022.
1102 | Mettlen - Ulrichen | Swissgrid | This project • increases the capacity between Switzerland and its northern neighbours. This enables to connect large renewable generation in Northern Europe to pump storage devices in the Alps, thus noticeably increasing the mutual balancing between both regions. • comprises the reinforcement of the existing 220 kV line to 380 kV | 3 | 2034 | The project was in TYNDP 2022.
1103 | Bickigen - Chippis | Swissgrid | This project • increases the capacity between Switzerland and its northern neighbours. This enables to connect large renewable generation in Northern Europe to pump storage devices in the Alps, thus noticeably increasing the mutual balancing between both regions. • comprises the optimization of the existing route by voltage conversion to 380 kV | 3 | 2027 | The project was in TYNDP 2022.
1104 | Bauler - Roost | Amprion, Creos | It is planned to upgrade the capacity of the existing 220 kV overhead line between the substations Roost-Flebour-Bauler by implementing High Temperature Low Sag (HTLS) conductors. | 2 | 2025 | The project was in TYNDP 2022.
1105 | Georgia-Romania Black Sea (submarine) interconnection cable project | JSC Georgian State Electrosystem (GSE) | Georgia-Romania Black Sea submarine interconnection project will connect Georgian power system (and South Caucasus region) to Synchronous grid of Continental Europe. Mentioned project will assist energy security of European Union and Caucasus region, support development of renewable energy sector, increase transit opportunities and trade options between European Union and South Caucasus region which will have positive impact on electricity producers and transmission system operators. Based on preliminary data, construction of double-circuit 500 kV between existing 500 kV SS Jvari and new 500 kV SS Anaklia will be constructed. The next part will be two-pole 500 kV DC submarine cable Anaklia-Constanta. In order to implement such connection, construction of 500/500 kV DC converter station with installed capacity of 2x500 MW at Anaklia substation is considered. Implementation of this project may require additional reinforcement of high voltage network of mentioned interconnected power systems. Feasibility study of the Georgia-Romania Black Sea submarine transmission and digital line construction project has commenced on May 11, 2022 and be finalized in 2024. | 1 | 2030 | The project was in TYNDP 2022.
1106 | Bornholm Energy Island (BEI) | Energinet, 50Hertz | Both Parties aim to establish an innovative new hybrid offshore interconnection between the Danish Zealand, the Danish Island of Bornholm, and Germany by 2030. This hybrid interconnector, referred to as the “Bornholm Energy Island Project” (BEI) is not only intended as an interconnection between both countries, but also to integrate 3 GW of offshore windfarm capacity, located southwest of Bornholm, in the Exclusive Economic Zone of Denmark. The Parties have the ambition to realise this via a multi-terminal, multi-vendor DC solution (MTDC) on the island of Bornholm, which would be a technical novelty for the European transmission grid. Moreover, the Parties want to establish a true energy hub, with the possibility for future extensions including the connections of further interconnectors to other countries or possibly the integration of additional generation or load, including but not limited to Power-to-X facilities. With this project, the Parties aim to support the EU Commission’s new Green Deal and climate targets, help to reduce the overall CO2 emissions of the European energy system and strengthen the integration of the internal European electricity market as well as security of supply. | 1 | 2030 | The project was in TYNDP 2022.
1109 | Basilicata - Campania reinforcements | Terna SpA | New 400 kV lines between Basilicata and Campania and in the northern area of Benevento will increase the southern/northern artery, will reduce congestions by increasing NTC between market zones and will integrate new RES power attended in the South of Italy. | 2 | 2035 | The project was in TYNDP 2022.
1110 | Sicily - Calabria | Terna SpA | New 400 kV subsea cable between Sicilia and Calabria will increase NTC between market zones and will integrate new RES power attended in Sicily and reduce dispatching cost for the system. | 3 | 2026 | The project was in TYNDP 2022.
1112 | GRITA 2 | TERNA; IPTO | The project concerns a new interconnection between Italy and Greece, strengthening the GR-IT border by the development of a new HVDC link that will operate along with the existing HVDC link between the two countries. The project consists of a new HVDC terrestrial and submarine link of 1000 MW between the Italian and Greek transmission systems. The presence of two interconnections will increase transfer capabilities and guarantee higher reliability in terms of power exchanges between Italy and Greece in order to address future challenges and EU targets set. | 2 | 2031 | The project was in TYNDP 2022.
1121 | 220-kV Hessenberg (AT) - Weißenbach (AT) | Austrian Power Grid | Increase of Renewables is political and societal goal. This project is needed to connect wind and PV generation in the relevant areas to the transmission system and brings also an increase of the security of supply as the capacities increase. | 2 | 2030 | The project was in TYNDP 2022.
1122 | Offshore Wind farm connection Centre Manche 1 | RTE | 320 kV HVDC hub in Normandy, connecting a 1 GW offshore wind project (Centre Manche 1) and 250 MW from a second offshore wind project (Centre Manche 2) to the onshore 400 kV substation of Menuel. | 2 | 2032 | The project was in TYNDP 2022.
1123 | Offshore Wind farm connection Centre Manche 2 | RTE | 320 kV HVDC hub in Normandy, connecting a 1250 MW offshore wind project (Centre Manche 2) to the onshore 400 kV substation Tourbe. | 2 | 2032 | The project was in TYNDP 2022.
1124 | Offshore Wind Connection South Britanny | RTE | 750 MW Offshore HVAC wind hub connecting two different floating windfarms | 2 | 2030 | The project was in TYNDP 2022.
1125 | Offshore Wind Connection Occitanie | RTE | 750 MW offshore wind connection hub, connecting two different floating windfarms | 2 | 2030 | The project was in TYNDP 2022.
1126 | Offshore Wind Connection PACA | RTE | 750 MW offshore wind connection hub, connecting two different floating windfarms | 2 | 2031 | The project was in TYNDP 2022.
1127 | Offshore Wind Connection South Atlantic Oléron 1 | RTE | 320 kV HVDC connecting a 1 200 MW offshore wind project to the 400kV existing network | 2 | 2033 | The project was in TYNDP 2022.
1134 | GiLA | RTE | GiLA is a 2*320 HVDC project which is designed to reduce unsustainable network constraints on RTE assets between Bordeaux area and Nantes area at the 2032 horizon. It is also designed as a dual purpose (internal hybrid) project, allowing the connection of two offshore wind farms of up to 1,2 GW each. | 1 | 2032 | This project is new in TYNDP 2024.
1138 | 400 kV OHL Suceava (RO) - Balti (MD) | Transelectrica | The project consists of a 400kV single circuit OHL Suceava (Romania) - Balti (Moldova), a new 400kV OHL Suceava (RO) - Gadalin (RO) and a 400/330 kV substation in Balti (Moldova). The project will increase transmission capacity between Romania and Republic of Moldova, allowing creating the necessary premises for the development of electricity production from renewable sources in both countries, through the development of the energy infrastructure necessary for the integration of renewable energy into the national energy systems, the expansion of the electricity market at the EU level and the reduction of bottlenecks in the energy infrastructure, through greater flexibility and sustainability of the two energy systems. | 2 | 2030 | This project is new in TYNDP 2024.
1139 | 380-kV Westtirol (AT) – Zell/Ziller (AT) | Austrian Power Grid | Reinforces a structural bottleneck in the Austrian transmission grid and enables the integration and interaction of new pumped storage power plants, and PV in the Alps. | 1 | 2037 | This project is new in TYNDP 2024.
1140 | 380-kV St. Peter (AT) - Dürnrohr (AT) | Austrian Power Grid | Increases in east-west transportation possibilities. Integration of RES (mainly PV). Integration of new industrial load centers to achieve climate targets in Austria. | 1 | 2037 | This project is new in TYNDP 2024.
1145 | 380-kV Obersielach (AT) - Hessenberg (AT) | Austrian Power Grid | Integration of large amounts of RES in the federted states of Styria and Carinthia. | 1 | 2035 | This project is new in TYNDP 2024.
1153 | PST romands | Swissgrid | new or substituted PSTs in the following substations: Verbois, St Triphon, Riddes, Châtelard | 1 | 2030 | This project is new in TYNDP 2024.
1155 | 380-kV Burgenland North (AT) - Sarasdorf (AT) - Greater Vienna (AT) | Austrian Power Grid | Integration of large amounts of RES im east of Austria. | 2 | 2032 | This project is new in TYNDP 2024.
1156 | 380-kV Greater Vienna (AT) - Hessenberg (AT) | Austrian Power Grid | Integration of large amounts of industry and RES in the federal states of Styria, Lower Austria and Vienna. | 1 | 2033 | This project is new in TYNDP 2024.
1157 | HG North Tyrrhenian Corridor | Terna | The project consists of a new 500kV HVDC link between Italy's Central South and the North market areas, particularly between the Lazio and Lombardy regions. The new HVDC is characterized by marine cables from the Montalto node to Avenza, where a DC OHL-underground cable transition is expected. | 2 | 2030 | This project is new in TYNDP 2024.
1158 | 380-kV Bisamberg (AT) – Gaweinstal (AT) – Zaya (AT) | Austrian Power Grid | To allow the grid integration of the planned renewable energy generation (mainly wind power and PV) in the north-eastern part of Austria ("Weinviertel") the transmission grid infrastructure has to be enforced and new substation for the connection needs to be erected. | 1 | 2037 | This project is new in TYNDP 2024.
1159 | 220-kV Bisamberg (AT) – Wien Südost (AT) | Austrian Power Grid | Increase of Renewables is political and societal goal. This project is needed to connect wind and PV generation in the relevant areas to the transmission system and brings also an increase of the security of supply as the capacities increase. | 2 | 2033 | This project is new in TYNDP 2024.
1161 | Offshore Wind Connection South Atlantic Oléron 2 | RTE | Connection of 1200MW offshore wind project (Oléron 2) | 1 | 2035 | This project is new in TYNDP 2024.
1162 | Offshore Wind Connection Le Havre 1 | RTE | Connection of 2 GW offshore wind project (Le Havre 1) to the French onshore grid. | 1 | 2034 | This project is new in TYNDP 2024.
1163 | Offshore Wind Connection Le Havre 2 | RTE | Connection of 2 GW offshore wind project (Le Havre 2) to the French onshore grid. | 1 | 2035 | This project is new in TYNDP 2024.
1164 | Offshore Wind Connection Fos | RTE | connection of 2GW of offshore wind to the French onshore grid in the area of Fos-sur-mer. | 1 | 2035 | This project is new in TYNDP 2024.
1165 | Offshore Wind Connection Charente Maritime | RTE | Connection of 1200MW offshore wind project (Charente Maritime) | 1 | 2034 | This project is new in TYNDP 2024.
1166 | HG Adriatic Corridor | Terna | The project foresees the development of DC links between Puglia and Emilia-Romagna regions. Specifically, the new HVDC will be realised thanks to the reuse of future existing routes converted into DC and two new conversion stations in the nodes of Forlì and Foggia, on the basis of the most suitable and available sites for construction. The first part of the project, from Foggia to Fano will be commissioned in 2032. | 2 | 2036 | This project is new in TYNDP 2024.
1167 | HG Central link | Terna | The Central Link, from Umbria to Tuscany regions, will allow a transmission capacity increase through the existing 220 kV backbone between Villavalle and S. Barbara thanks to the use of innovative pylons with low electromagnetic impact called "5F", without exceeding the limitations of the magnetic field. The project involves the reconstruction of the current 220 kV AC backbone from Villavalle to S.Barbara, through the use of new technologies, which involve the reconstruction of existing assets with more efficient capabilities in order to achieve an increase in exchange power of 600 MW between the ITcs and ITcn market areas. Furthermore, with the aim of optimizing the management of energy exchanges along the 220 kV backbone, reactive compensation devices and machines for managing power flows (PST) will be appropriately installed. | 2 | 2030 | This project is new in TYNDP 2024.
1168 | HG Ionian-Tyrrhenian Corridor | Terna | The project consists in the reuse of existing AC backbones and converted in DC through a set of new conversion stations in the Priolo, Rossano and Latina nodes based on the availability of the most suitable sites for construction, giving priority to existing assets and dismissed industrial areas. The project will allow the increase of the current the exchange limit between three sections: ITsi-ITca, ITca-ITs, and ITs-ITcs, favouring greater bidirectional transits between themselves. | 2 | 2035 | This project is new in TYNDP 2024.
1169 | SAPEI 2 | Terna | The Sardinian cluster consists of two main works, the first involves a new direct current submarine link between Sardinia and the Italian peninsula, while the second work consists of modernisation of the 220 kV grid within Sardinia, through the use of innovative low electromagnetic impact supports called '5F', without exceeding the limitations of the magnetic field. The new direct current submarine link called SAPEI 2, in VSC technology, will connect the existing Fiumesanto station in Sardinia and the Montalto station in Lazio. The new link will have a capacity of 1000 MW and will provide for the expansion of the existing node of Fiumesanto through the construction of a new conversion station and the construction of a new submarine connection link that will be located at the DC bus bar of the future Montalto conversion station. In addition to the new marine connection, the reconstruction of the internal 220 kV backbone of the Sardinian grid from Codrongianos to Sulcis and Selargius, by new technologies, which envisage the reconstruction of existing assets with more efficient capacities. | 2 | 2040 | This project is new in TYNDP 2024.
1171 | Interconnection IT-CH | Terna; Swissgrid | New Interconnection 400kV on Italy-Switzerland border | 2 | 2038 | This project is new in TYNDP 2024.
1182 | EHV S/S Thesprotias and its connection to the 400 kV System | IPTO | The project includes the development of a new EHV S/S in Western Greece (EHV S/S Thesprotia) and its connection to the System of 400 kV. The new EHV S/S will be connected with a new 400 kV double circuit interconnection line of increased thermal limit to EHV S/S Arachtos and is to serve two new cross-border connections with Albania and Italy, while also contributing in strengthening the stability of the Transmission System in the area and increasing its transmission capacity to serve the growing penetration of RES units. | 2 | 2030 | This project is new in TYNDP 2024.
1183 | New interconnection line 400 kV Greece - Albania | IPTO, OST | The new interconnection will be developed with a single circuit OHL 400 kV that will be connected to the new EHV SS Thesprotia in Western Greece and to the new Substation Fier in Southern Albania. The project is expected to increase the transmission capacity between the two countries by at least 200 MW in both directions, facilitate the penetration of more RES into the two Systems, enhance market price coupling and contribute to the achievement of the goals for the transition towards a climate neutral Europe. | 2 | 2030 | This project is new in TYNDP 2024.
1185 | South Coast Offshore Transmission Project | EirGrid PLC | In March 2023, the Irish Government published the "Accelerating Ireland’s Offshore Energy Programme; Policy Statement on the Framework for Phase Two Offshore Wind". This policy identified EirGrid as the developer of new offshore grid transmission infrastructure. On the basis of the policy, EirGrid has initiated the South Coast Offshore Transmission Project, this will be the first state led offshore renewable electricity connection in Ireland. The project is at an early stage of development, it is expected to include the development of two new offshore substations, new onshore and offshore electricity cables, new onshore transmission equipment as required to accommodate the connection to the existing onshore transmission system. This infrastructure will facilitate up to 900MW of power generated by offshore wind farms in Irish waters. It should be noted that 800MW of this capacity can be accommodated into the transmission system on the South Coast of Ireland. A further future proofing quantity of 100MW has been included in the project to facilitate hydrogen production or demand applications in the region. EirGrid is advancing this project and the most up to date information can be found here: https://www.eirgridgroup.com/the-grid/offshore | 1 | 2030 | This project is new in TYNDP 2024.
1192 | Germany-UK Hybrid Interconnector - Phase 1 | WindGrid | The hybrid interconnector project comprises two onshore HVDC converter stations and an offshore multi-terminal HVDC converter station able to accommodate 2GWs of offshore wind generation located in UK Waters. The two onshore converter stations will be located in Scotland and Germany, respectively. The HVDC converters are a rigid bi-pole design, each rated at 2GW and operating at +/- 525kV. The HVDC subsea/onshore cable circuit has an indicative route length of approximately 800km - to be finalised once the offshore platform location has been determined and the onshore/subsea cable routing confirmed. Analysis undertaken by WindGrid shows that project yields a positive CBA and provides multiple social economic welfare benefits, including enhanced security of supply, reduced curtailment, increased RES integration, and reduced CO2. | 1 | 2033 | This project is new in TYNDP 2024.
1193 | Germany-UK Hybrid Interconnector - Phase 2 | WindGrid | The hybrid interconnector comprises an offshore multi-terminal HVDC converter station able to accommodate an additional 2GWs of offshore wind generation located in UK Waters. The HVDC converter is a rigid bi-pole design, rated at 2GWs and operating at +/- 525kV. This Phase 2 project follows-on from the Germany-UK Hybrid Interconnector Phase 1 project (#1192) and utilises the HVDC subsea cabling system installed during Phase 1. Analysis undertaken by WindGrid shows that project yields a positive CBA and provides multiple social economic welfare benefits, including enhanced security of supply, reduced curtailment, increased RES integration, and reduced CO2. | 1 | 2035 | This project is new in TYNDP 2024.
1197 | NU-Link Interconnector | Frontier Power International Limited, Kansai Electric Power Company, TEPCO Power Grid Inc, Transnet BW | The NU-Link interconnector project is a proposed 1200MW High Voltage Direct Current (HVDC) subsea interconnector between Great Britain and the Netherlands. | 1 | 2031 | This project is new in TYNDP 2024.
1200 | Hybrid interconnector Norway-Sørvest F Windfarm-Continent (DK, DE or BE) | Statnett together with Energinet, TenneT Germany, Amprion and Elia | Statnett is by the Norwegian Ministry given the task to plan for one or more hybrid interconnectors connecting the Sørvest F windfarm area to Norway as well as to other countries around the North Sea. MoUs are about to be signed between Statnett and TSOs of Denmark, Germany and Belgium aiming to develop one or more hybrid interconnectors. In the first phase we are planning for a 1400 MW hybrid interconnector, but a 2000 MW interconnector might as well be evaluated. At this stage the Danish, German and Belgian alternative are considered equal alternatives. Step 1 (1500 MW) of Sørvest F windfarm is planned awarded in Q4/2023 and radial connected. Step 2 is planned awarded in 2025 and will potential be hybrid connected. Further steps might be expected, as the potential of Sørvest F windfarms is in the range 6-12 GW. The motivation of the project is both to develop Norwegian offshore wind as well as to increase flexibility and energy-exchange between hydro- and wind-dominated areas. | 1 | 2035 | This project is new in TYNDP 2024.
1201 | Reinvestment of Skagerrak 1 and 2 | Statnett and Energinet | The existing interconnectors Skagerrak 1 and 2 (500 MW in total) were commissioned in 1976 and 1977 and are at the end of their technical life. The cables are expected to be in operation until 2026 with normal maintenance. The risk of failures is increasing and major repairs will be less and less rational with time. The Norwegian TSO (Statnett) and the Danish TSO (Energinet) are considering to build a new 700 MW interconnector as a replacement of the ones that soon are expected to be decommissioned. MoU has been signed between Statnett and Energinet. More changes of capacity are expected in the next decades, as the technical lifetime of Skagerrak 3 is estimated to the year 2042. The capacity NO-DK is therefore calculated to 1700 MW (2023) - 1200 MW (2027 - dependent on decommissioning of Skagerrak 1 and 2) – 1900 MW (2035) – 1400 MW (2043). The motivation of the project is both to secure necessary flexibility between Denmark and Norway as well as keep the necessary energy-exchange between hydro- and wind-dominated areas. | 2 | 2035 | This project is new in TYNDP 2024.
1202 | Increased capacity Norway-Finland, Back-to-Back | Statnett and Fingrid | By installing a Back-to-Back converter or similar technical solution in the new Seidafjellet station (planned to replace the current Varangerbotn station) on the 220 kV line between Norway and Finland, the power flow will be better controlled and by this the cross-border capacity on existing 220 kV line Varangerbotn-Ivalo will be better utilised. Motivation for the project is both to take benefits of the possible increase of cross-border market-capacity, facilitate green transition (increased wind-production and demand-electrification) as well as to increase the system-reliability. From a European energy-perspective the project is important as it contributes to a more reliable LNG-production in northern Norway. | 2 | 2030 | This project is new in TYNDP 2024.
1203 | Offshore Wind Connection North Atlantic | RTE | Connection of 1,2 GW offshore wind project (North Atlantic) to the French onshore grid. | 1 | 2036 | This project is new in TYNDP 2024.
1207 | 380kV Niederstedem-Bertrange/Bofferdange | Amprion, Creos | This project comprises the replacement of the 220 kV cross border line between Niederstedem (DE) and Bertrange/Bofferdange (LU) by an 380 kV overhead line. | 2 | 2037 | This project is new in TYNDP 2024.
1208 | Medlink | Medlinks B.V. | Medlink is a 4000 MW HVDC modular transmission project between Italy and Northern Africa with integrated RES generation. The project consists of two links, respectively between Northern Italy (La Spezia) and Algeria (Annaba) and between Central-Northern Italy (Suvereto) and Tunisia (Marsa Dhib), allowing integration with Italian system without requirements for any network upgrade. The total route length of the project is 1575 km of which: 975 km for the link with Algeria and 600 km with Tunisia. The power size of each link is 2000 MW (in bipoles) while the DC voltage is +/- 525 kV DC. The HVDC-VSC technology will be adopted for the four converter stations. The project will allow a total of about 25 TWh of new renewable energy (a mix of wind, solar and BESS) to be injected into the European electricity system, substantially contributing to the Italian and EU's decarbonization target, decongesting interconnectors towards norther Europe, providing a flexible quasi-base load profile and therefore playing a strategic role for the European electivity grid. | 1 | 2030 | This project is new in TYNDP 2024.
1209 | Latvia and Lithuania cross-border strengthening project | AS Augstsprieguma tikls and Litgrid AB | The Latvia and Lithuania cross-border strengthening project includes new cross-border OHL constructions between existing Broceni substation in Latvia and new substation in Lithuania Varduva. The project includes existing interconnection reconstruction from Grobina substation in Latvia to Derbenai substation in Lithuania to increase the total amount of cross-border capacity up to 1000 MW on Latvia and Lithuania cross-border. The project includes additional substation reconstructions for new OHL connection. The specific study about cross-border capacity and other benefits currently is going on and it has been initiated between AST (Latvian TSO) and Litgrid (Lithuanian TSO). | 1 | 2035 | This project is new in TYNDP 2024.
1210 | APOLLO-LINK | OMNIA GmbH | 'APOLLO-Link - The Mediterranean Solar Bridge' is an electricity transmission project establishing a new interconnector between Spain and Italy. It will constitute the first direct bidding zone border between Spain and Italy North with a capacity of 2,000 MW. This interconnector will promote European electricity market integration, boost the exchange of renewable energy and re-enforce the East-West connections of the EU's power sector by connecting Italy North's high-load zone with Spain's substantial renewable generation. The project is scheduled to be commissioned in 2032 and its design is based on Bipolar HVDC connection with VSC converters at 525kV with a thermal capacity of 2,091 MW. It is making use of the new 2GW HVDC transmission standard to promote the standardisation of transmission development projects in Europe. APOLLO-LINK also generates substantial annual net social welfare gains, estimated at well beyond 100 M€ p.a. after accounting for investment, maintenance and operation costs. It synergizes with planned Italian network developments, such as the Hyperlink extension to Milan and enhancing regional energy infrastructure efficiency. This initiative embodies sustainability and interconnectivity, contributing to Europe's renewable energy targets. | 1 | 2032 | This project is new in TYNDP 2024.
1211 | Baltic WindConnector (BWC) | 50Hertz, Elering, AST | The Parties aim to establish a hybrid offshore interconnector between Germany and Estonia, Latvia by 2037. Referred to as the “Baltic WindConnector (BWC)”, the aim of the project is to integrate offshore wind with an installed capacity of 2 GW from Estonia and Latvia to all three countries, given the estimated large offshore wind potential. The project provides additional cross-border trading capacity between the Baltic States and Germany and hence contributes to the integration of Baltic States into the common EU wholesale electricity market. With BWC security of supply is increased in all three countries and the larger Baltic Sea region. This will be further investigated throughout the project development. Through efficiently integrating offshore wind and by reducing overall CO2 emissions in the European electricity system, the BWC project supports the EU Commission’s Green Deal and climate targets. Furthermore, the Parties will further investigate potential synergies between the BWC project and Latvia and Estonia Hybrid Offshore Interconnector (Project ID 1088). Related to this project are the EE-LV 4th connection and 330 kV grid on the EE island Saaremaa. | 1 | 2037 | This project is new in TYNDP 2024.
1213 | Offshore hybrid Interconnector (DE-NL) | TenneT TSO GmbH, TenneT TSO BV | This project aims to investigate a hybrid interconnection between the two neighbouring countries Germany and The Netherlands in more detail to support the achievement of the ambitious offshore expansion targets of both countries. The Link is already mentioned in the Esbjerg expert paper. TenneT are currently investigating different option. Therefore the connection points are not fixed yet | 1 | 2035 | This project is new in TYNDP 2024.
1214 | Hybrid Interconnector Denmark-Germany | Amprion, Energinet | This project describes the construction of a dual-purpose offshore hybrid HVDC interconnector between the Danish Energy Island(DEI) and the German offshore grid connection. On the German side, the project will include 4GW of German offshore wind capacity that is already part of Germany’s national planning. On the Danish side, the project aims to integrate 2GW of additional Danish offshore wind capacity to onshore markets as the next expansion stage of the DEI. To integrate the additional capacity an increase of transfer capacity across the DE-DK EEZ corridor is envisioned as a dynamic development from 2036; 1) dual-purpose hybrid interconnector between the DEI and two interconnected hubs in the German offshore grid connection and 2) an additional connection capacity between the German offshore grid connection and a German onshore connection point. The project aims at installing additional 2GW of offshore wind at the DEI as soon as possible under the condition of full utilisation of the offshore wind production. The project will further analyse additional wind and transport capacity. It is an offshore hybrid project due to two emerging purposes: i) interconnecting two countries and ii) integrating additional offshore wind capacity and optimizing the integration of planned offshore wind capacity respectively. The connection from the Danish Energy Island to Danish onshore is described in the TritonLink (project ID 1092, Investment ID 1777). The connection to the German onshore grid remains to be further studied. Optimization of capacities will take into account socioeconomic regional and pan European benefits, adequate transfer of German and Danish offshore wind to onshore markets and mitigation of curtailment and risk of compensation. | 1 | 2036 | This project is new in TYNDP 2024.
1215 | Xlinks Morocco - Germany | Xlinks Ltd and Xlinks Germany GmbH | Xlinks Germany is a 2x 1.8 GW HVDC transmission system that will enable the delivery of up to 26 TWh per year of low-cost, firm, and reliable solar and wind power to over 7 million European consumers. The transmission project will connect solar and wind installations generating up to 15.2 GW of zero-carbon electricity supported by up to 8.6 TWh of battery storage in Morocco, where renewable resources are abundant, and the European grid through a connection point on TenneT’s German HV network. The HVDC transmission system is based on two bipolar 525 kV lines of 1.8 GW each. The HVDC converters are based on VSC technology, providing high reliability and efficiency of the transmission system. The project will allow for the integration of massive amounts of RES; enable significant reductions in carbon dioxide; improve security of supply; and support the European Green Deal. | 1 | 2032 | This project is new in TYNDP 2024.
1216 | High-Voltage Direct Current Interconnector Project Romania-Hungary | Transelectrica; MAVIR | The High Voltage Direct Current interconnector (the Project) will connect the South-East region of Romania and the Black Sea offshore wind parks to Hungary. The project would also give continuity to the Green Energy Corridor between the European Union and Caspian Sea countries, establishing an energy corridor between Hungary, Romania, Georgia and Azerbaijan. In this context, the Project will enable and enhance massive import of green energy to the European Union. The Project consists of two interconnectors planned to be located along the corridor of the BRUA and the future Tuzla-Podișor gas pipelines. The preliminary design envisages multiterminal bipolar HVDC/VSC at 525kV voltage level and 2.5GW rated capacity each, with converter stations connected to 400kV substations of Constanta South, Arad and Albertirsa (in Hungary). One link will have additional converter station at Bucharest-South. The 400kV substation Constanta South will be connected in-out in planned 400kV double circuit OHL Constanta North-Medgidia South and is not included in this Project. |  | 2030 | This project is new in TYNDP 2024.
1217 | Further Development of Offshore Renewables (MOG 3) | Elia | Conceptual project with the goal of investigating the techno-economic feasibility and possibilities of developing 2GW of additional renewable energies in the Belgian part of the North sea, totaling the amount of renewables energies in the Belgian part of the North Sea to 8.000MW. This project may also become part of a hybrid project or an offshore grid. | 1 | 2040 | This project is new in TYNDP 2024.
1218 | Hybrid HVDC Interconnector BE-NL | Elia and TenneT-NL | Conceptual hybrid interconnector between Belgium and the Netherlands. The goal of this project is to create an HVDC link between a in the future radially connected offshore wind farm in the Netherlands and the Belgian onshore grid. Other topologies may also be possible. | 1 | 2040 | This project is new in TYNDP 2024.
1219 | Bofferdange- Bertrange | Creos Luxembourg | The project comprises an upgrade to 380 kV of the existing 220 kV OH-Line between substation Bofferdange to the existing 220 KV substation Bertrange and an upgrade of the 220 kV substation Bertrange to 380 kV to prepare for the expected rising electricity demand in the south and central part of Luxembourg. To supply the future 380kV station in Bertrange and to guarantee the security of supply, it is necessary to expand the 380kV grid connection ‘Aach – Bofferdange’ to Bertrange. The 380 KV OH-Line will replace an existing 220 kV OH-Line between Heisdorf and Bertrange built in the 1960's. | 2 | 2035 | This project is new in TYNDP 2024.
1220 | Offshore Wind Connection Viana do Castelo | REN | Connection of 2 GW offshore Wind projects in the Viana Castelo region. Project under consideration. Commissioning date 2030-2040. CAPEX, OPEX and Type of element\technology to be confirmed.. | 1 | 2030-2040 | This project is new in TYNDP 2024.
1221 | Offshore Wind Connection Leixões | REN | Connection of 1.5 GW offshore Wind projects in the Leixões region Project under consideration. Commissioning date 2030-2040. CAPEX, OPEX and Type of element\technology to be confirmed. | 1 | 2030-2040 | This project is new in TYNDP 2024.
1222 | Offshore Wind Connection Figueira da Foz (North) | REN | Connection of 2 GW offshore Wind projects in the Figueira da Foz region Project under consideration. Commissioning date 2030-2040. CAPEX, OPEX and Type of element\technology to be confirmed. | 1 | 2030-2040 | This project is new in TYNDP 2024.
1223 | Offshore Wind Connection Figueira da Foz (South) | REN | Connection of 2 GW offshore Wind projects in the Figeuria da Foz region Project under consideration. Commissioning date 2030-2040. CAPEX, OPEX and Type of element\technology to be confirmed. | 1 | 2030-2040 | This project is new in TYNDP 2024.
1224 | Offshore Wind Connection Ericeira | REN | Connection of 1 GW offshore Wind projects in the Ericeira region Project under consideration. Commissioning date 2030-2040. CAPEX, OPEX and Type of element\technology to be confirmed. | 1 | 2030-2040 | This project is new in TYNDP 2024.
1225 | Offshore Wind Connection Sines | REN | Connection of 1.5 GW offshore Wind projects in Sines region Project under consideration. Commissioning date 2030-2040. CAPEX, OPEX and Type of element\technology to be confirmed. | 1 | 2030-2040 | This project is new in TYNDP 2024.
1226 | North-South Electricity Corridor in Eastern Europe | ESO, IPTO, MEPSO, TEL, PSA, MAVIR, SEPS, CEPS | Throughout the synchronous areas of Europe, fast growth of RES with reduced participation of synchronous generators leads already today to challenging operational situations in terms of stability (angular stability). Operational measures can only remedy the situation and prevent large disturbances – for that, besides WAMS / EAS integration, a new family of „short-term stability ancillary services“ might be needed. Stronger and adequate infrastructure – new transmission lines across the continent and especially in the regions like SEE where weeker grid and interconnections have already been identified in analyses of system disturbances in the past – is not just a pre-requisite for RES integration by creation of “electrical energy corridors”, but for maintaining operational security and system stability. To accelerate renewables not only large scale of RES generation has to be put in place on time but also necessary infrastructure and flexibility resources to integrate this additional electricity into the European energy system. | 1 | 2036 | This project is new in TYNDP 2024.
1229 | Rhine-Main-Link | Amprion | This project consists of two new HVDC cable from Ovelgönne/Rastede/Wiefelstede/Westerstede to Bürstadt and to Marxheim (Taunus). The HVDC have a transfer capacity of 2 GW each. In Ovelgönne/Rastede/Wiefelstede/Westerstede, a DC multiterminal converter station is to be built together with offshore projects. This project is a grid expansion project for low-loss transmission of high power over long distances from Northern Germany to the Rhine-Main-Area. Northern Germany is characterized by a large number of regenerative onshore and offshore energy sources which exceed the demand of Northern German loads. The Rhine-Main-Area, however, is characterised by a high load due to the local industry and the high population density. This will increase significantly in the next years due to the establishment and expansion of data centres and the decarbonisation efforts of industry. | 2 | 2033 and 2035 | This project is new in TYNDP 2024.
1230 | TuNur Malta | TuNur Ltd | TuNur Malta is an integrated cross-border renewable energy and transmission project. It consists of a hybrid renewable energy facility coupled with storage located on a 4,000hc site in Southern Tunisia; and a dedicated 500MW HVDC line from the power plant to Malta. The project will deliver 3.5TWh/yr of dispatchable, competitively priced, carbon-free power to Europe, supporting the energy transition, REPowerEU and EU Green Deal. The transmission system consists of a 320kV HVDC system with an overhead line from the power plant to the eastern coast of Tunisia, and a 460km submarine line to the Maltese network where multiple connection points are under evaluation. The system will include one VSC HVDC converter station in Tunisia and one in Malta. The project provides a robust connection in the central Mediterranean corridor in line with the initiative for developing the region into a Green Energy Hub. This new energy highway reinforcement will enable significant investment, economic development, and technology transfer in Tunisia. The delivery of high quantities of low-cost dispatchable power to Europe will support Malta and Europe’s energy and climate policy objectives, specifically the demand for low carbon power and diversification of supply | 1 | 2032 | This project is new in TYNDP 2024.
1231 | Green Aegean Interconnector | IPTO | The project concerns a new interconnection between Greece and Germany, by the development of a new HVDC link. It consists of a new HVDC link of 3000 MW, via submarine and land HVDC cables, between the Greek and German transmission systems. The transmission link will start in a substation in northern Greece and connects to Germany going through the Adriatic Sea, landing in Slovenia and through Austria to southern Germany. The new interconnection aims to enhance the energy infrastructure and decarbonization in Europe by interconnecting Greece with Germany and allowing the full exploitation of the seasonal complementarity between solar and wind output by connecting the windy north with the sunny south, thus allocating cost-optimal renewable energy and ensuring the security of supply throughout the continent. | 1 | 2035 | This project is new in TYNDP 2024.
1233 | Laufenburg - Beznau - Breite | Swissgrid | This project * increases the capacity between Switzerland and its northern neighbours. This enables to connect large renewable generation in Northern Europe to pump storage devices in the Alps, thus noticeably increasing the mutual balancing between both regions. * comprises the optimization of the existing route by voltage conversion to 380 kV and a partial reinforcement. | 1 | 2035 | This project is new in TYNDP 2024.
1234 | 220-kV Reitdorf (AT) - Weißenbach (AT) | Austrian Power Grid | Increase of Renewables is political and societal goal. This project is needed to connect wind and PV generation in the relevant areas to the transmission system and brings also an increase of the security of supply as the capacities increase. | 3 | 12-2028 | This project is new in TYNDP 2024.
1235 | Second circuit of the 400 kV OHL Sajóivánka (HU) – Rimavská Sobota (SK) | MAVIR, SEPS | The project involves the installation of the second circuit on existing 400 kV OHL Sajóivánka (HU) – Rimavská Sobota (SK), which was commissioned in 2020, and built with double circuit towers. | 1 | 2027 | This project is new in TYNDP 2024.
1236 | Power-to-Gas for Austria (P2G4A) | Austrian Power Grid | Power-to-Gas-for-Austria (P2G4A) features a 50 MW electrolyser and related infrastructure near an APG substation. This initiative strives to support the transition to renewable energy by offering grid stability, enabling seasonal energy storage, and reducing gas imports. While owned by TSOs, the project fosters technology development while ensuring non-discriminatory access for all market players. Importantly, energy ownership remains with market participants, not network operators. | 1 | 12-2029 | This project is new in TYNDP 2024.

## Trans_investments
Project TYNDP ID | Investment ID | Investment Name | Description of the investment | Commissioning month and year foreseen by the project promoter(s) | Status ID 1 : Under Consideration, 2 : In Planning but not permitting, 3 : In permitting, 4 : Under Construction
1 | 4 | V.Minho -R.Pena-Feira | New double-circuit 400kV OHL Vieira do Minho (PT) - Ribeira de Pena (PT) - Feira (PT). | 06-2024 | 4
1 | 474 | Substation Ribeira de Pena | New 400/60kV substation in Ribeira de Pena. | 12-2021 | 5
4 | 18 | Beariz (ES) - Fontefria (ES) | New double circuit 400kV OHL between Beariz (ES) - Fontefria (ES). | 06-2024 | 3
4 | 496 | Fontefria (ES) - Vila Nova de Famalicão (PT) | New 400kV OHL Fontefria (ES) - Ponte de Lima (PT) - Vila Nova de Famalicão (PT). | 12-2024 | 3
4 | 498 | SE Fontefria 400/220kV | New 400kV substation Fontefria (ES), previously O Covelo. | 06-2024 | 3
4 | 499 | Beariz 400kV (ES) | New 400kV substation Beariz (ES), previously Boboras | 06-2024 | 3
4 | 500 | Substation Ponte de Lima (PT) | New 400/150kV substation Ponte de Lima (PT), previously V. Castelo. | 12-2024 | 3
16 | 38 | HVDC Gatica-Cubnezais | New HVDC interconnection in the western part of the border via DC subsea cable in the Biscay Gulf (cable and converters at the end). | 12-2028 | 4
28 | 1503 | Second HVDC pole of the IT-ME interconnection (600 MW) | Second HVDC pole of the interconnection between Italy and Montenegro (600 MW) via 445 km 500kV DC subsea cable | 12-2027 | 4
29 | 635 | Elmed Project | New interconnection between Italy and Tunisia - New HVDC submarine cable and conventer stations at both ending points | 01-2028 | 3
33 | 90 | Voltage upgrade of the existing 80km Calenzano-Colunga 220kV OHL to 400kV | Voltage upgrade of the existing 80km Calenzano-Colunga 220kV OHL to 400kV, providing in and out connection to the existing 220/150kV substation of S. Benedetto del Querceto (which already complies with 400kV standards). | 12-2025 | 4
33 | 1041 | Removing limitations in Central Italy | Removing limitations on existing 220 kV grid between Villanova e S.Barbara | 12-2023 | 4
35 | 313 | Kocin-Mirovka | Connection of 2 existing 400 kV substations with new double circuit OHL having 120.5 km length and a transmission capacity of 2 x 2445 A. | 10-2029 | 3
35 | 315 | Kocin-Prestice | Adding second circuit to the existing single circuit OHL with a total transmission capacity of 2 x 2445 A and 117 km length | 12-2028 | 3
40 | 650 | BE-LUX-DE Long-Term perspective | The technical solution is subject to further studies | 12-2040 | 1
47 | 689 | 689: Vöhringen (DE) - Westtirol (AT) | Upgrade of an existing over head line to 380 kV, extension of existing and errection of new 380-kV-substations including 380/110-kV-transformers. Transmission route Vöhringen (DE) -Westtirol (AT). This project will increase the current power exchange capacity between the DE, AT. | 12-2030 | 2
81 | 462 | 462 | A new 138 km single circuit 400 kV 1500 MVA OHL from Turleenan 400/275 kV in Northern Ireland to Woodland 400/220 kV in Ireland. This is a new interconnector project between Ireland and Northern Ireland. | 11-2025 | 3
85 | 779 | F.Alentejo-Panóias-Ourique-Tavira | New double-circuit 400+150 kV OHL F. Alentejo-Panóias-Ourique-Tavira. The realization of this connection can take advantage of some already existing 150kV single lines, which can be reconstructed as double circuit line 400+150kV. | 12-2024 | 4
85 | 1670 | Alqueva-Divor | New 75 km double-circuit (only one circuit installed initially) 400 kV OHL Alqueva-Divor . | 03-2025 | 3
85 | 1965 | Substation Panóias | New 400/150 kV Substation | 03-2025 | 4
94 | 1493 | PST Vierraden | Installation of new PSTs in Vierraden | 11-2025 | 4
107 | 810 | France Ireland Interconnector | A new HVDC subsea connection between Ireland and France | 03-2027 | 4
111 | 396 | 3rd AC Finland-Sweden north | Third AC 400 kV overhead line interconnector between Finland north and Sweden SE1. | 12-2025 | 3
111 | 1710 | Viitajärvi-Pyhänselkä | The investment is a 400 kV overhead line in North Finland. It is part of the 3rd AC cross border project between Finland and Sweden and will enable its full capacity to be utilized. The project will also allow integration of new RES generation at Bothnian bay. | 12-2024 | 3
120 | 1625 | AC-part of Princess Elisabeth Island | Construction of an artificial island including AC & DC assets to connect +-3,5GW of offshore wind and connect it to the onshore grid | 02-2029 | 3
120 | 1791 | DC-part of Princess Elisabeth Island | Construction of an artificial island including AC & DC assets to connect +-3,5GW of offshore wind and connect it to the onshore grid | 12-2030 | 3
121 | 934 | Nautilus multi purpose interconnection UK - BE | This investment item envisions the possibility of a second HVDC connection between UK and Belgian offshore substation (project 120) near the coast. | 12-2030 | 2
124 | 1783 | Nybro-Hemsjo | Second phase includes the internal network reinforcements in Sweden to be able to fully utilize the interconnector between Lithuania and Sweden. | 12-2026 | 4
124 | 1784 | Ekhyddan-Nybro | Second phase includes the internal network reinforcements in Sweden to be able to fully utilize the interconnector between Lithuania and Sweden. | 12-2027 | 3
126 | 403 | Reinforcements SE2-SE3 in Sweden | Reactive measures in substations and series compensations in order to increase capacity between SE2 and SE3. Replacement of ageing overhead lines that also will contribute to the increased capacity. The need for capacity is driven by RES integration in northern Sweden and nuclear decommission in southern Sweden. | 01-2035 | 2
127 | 86 | New 66km double circuit 400kV OHL between existing Foggia and Villanova 400kV substations, also connected in and out to the Larino and Gissi substations | New 66km double circuit 400kV OHL between existing Foggia and Villanova 400kV substations, also connected in and out to the Larino and Gissi substations | 12-2028 | 3
130 | 665 | Wolmirstedt-Isar | New DC-line to integrate new wind generation from control area 50Hertz especially Mecklenburg-Vorpommern, Brandenburg and Sachsen-Anhalt towards Central/south Europe for consumption and storage. | 12-2027 | 3
132 | 661 | HVDC Line A-North | New HVDC line from Emden to Osterath to integrate new wind generation especially from North Sea towards Central Germany for consumption. | 12-2027 | 3
138 | 273 | 400kV OHL Cernavoda-Stalpu | Reinforcement of the cross-section between the Western coast of the Black Sea (Eastern Romania) and the rest of the system. A new 400 kV AC OHL double circuit of 159 km shall be built between the 400 kV substation Cernavoda and the existing 220/110 kV Stalpu substation, which shall be replaced with a 400/110 kV substation (onshore). One of the two circuits shall be connected in-out to the 400 kV substation Gura Ialomitei, situated in the vicinity of the new line. | 12-2022 | 5
138 | 275 | 400 kV OHL Smardan-Gutinas | Reinforcement of the cross-section between the Western coast of the Black Sea (Dobrogea area) and the rest of the system. New 400kV double circuit OHL (one circuit wired) between existing substations. Line length 140km. | 12-2024 | 4
138 | 715 | 220kV Stalpu substation upgrade to 400 kV | The 220/110 kV substation Stalpu is upgraded to 400/110kV (1x250MVA). | 12-2026 | 4
138 | 800 | 400 kV OHL Varna-Burgas | New 86 km single circuit 400kV OHL in parallel to the existing one. | 08-2021 | 5
144 | 238 | New_400 kV OHL RO-RS | New 131 km double circuit 400kV OHL between Romania and Serbia (63 km on Romanian (thermal limit 2513 A) side and 68 km on Serbian (thermal limit 1920 A) side). | 12-2025 | 4
144 | 269 | 400 kV OHL Portile de Fier-Resita | New 116 km 400kV OHL single circuit between existing substation 400 kV Portile de Fier and new 400 kV substation Resita. | 12-2024 | 4
144 | 270 | Upgrade of the existing 220kV double circuit OHL Resita -Timisoara - Sacalaz to 400kV | Upgrade of an existing 220 kV AC double circuit line (OHL) between Resita - Timisoara (RO) to 400 kV double circuit line Resita-Timisoara/Sacalaz of which: 74 km from Resita to Timisoara and 92 km from Resita to Sacalaz , both overhead lines will be built on common towers up to Icloda on 58 km. | 12-2029 | 3
144 | 701 | 400 kV Substation Resita | New 400 kV substation Resita (T400/220 kV 400 MVA + T 400/110 kV 250 MVA), as development of the existing 220/110 kV substation. | 12-2025 | 4
144 | 705 | 400 kV Substation Timisoara | Completion of 220 kV substation Timisoara and partially replacement with 400 kV substation (2x250 MVA 400/110 kV) | 12-2028 | 4
144 | 1827 | Upgrade of the existing 220kV double circuit OHL Arad -Timisoara - Sacalaz to 400kV | Upgrade of the existing 220 kV AC double circuit line (OHL) Arad-Timisoara/Sacalaz to 400 kV on 67 km of which: 14 km of line will be build single circuit between Sacalaz-C.Aradului-""connection point"", 11 km single circuit from Timisoara to ""connection point"" and the rest 42 km of the line will be double circuit from ""connection point"" to Arad. The investment contains the extension of substation 400kV Arad. | 12-2029 | 3
150 | 616 | Salgareda - Divaca | New HVDC link between Salgareda (IT) and Divaca (SI) including reinforcements of the existing grid | 12-2042 | 1
153 | 987 | France-Alderney-Britain | France-Alderney-Britain (FAB) is a new 220km-long HVDC subsea interconnection between Exeter (UK) and Menuel (France) with VSC converter station at both ends. Expected rated capacity is 1250 MW. | 12-2031 | 3
170 | 382 | New 330 kV OHL Vilnius-Neris | New 330 kV OHL Vilnius-Neris. 57,9 km will be constructed as new line and 22,8 km will be used part of exicting 330 kV OHL Vilnius-Molodecno (Vilnius-Molodecno will be disconnected until end of 2025). | 12-2025 | 4
170 | 1010 | 330 kV OHL Tartu-Valmiera | Reinforcement of existing 330 kV OHL. The investment is also a backbone for Baltics Synchronization with CESA. On Estonian territory parallel 110 kV lines will be installed on the common tower (approx. 51 km) to reduce social and environmental impact. | 12-2025 | 5
170 | 1011 | Valmiera -Tsirguliina 330 kV | Reinforcement of existing 330 kV OHL. The investment is also a backbone for Baltics Synchronization with CESA | 12-2024 | 4
170 | 1012 | 330 kV OHL Tartu-Balti (L300) | Reinforcement of existing 330 kV OHL between Balti and Tartu 330 kV substations in Estonia. Old 330 kV line will be replaced with new one with a conductor 3x400 mm2 in phase. The thermal capacity of the line is planned 2400A @ wire max operating temperature 80 degrees celsius. The investment is also a backbone for Baltics Synchronization with CESA (project nr 170). Parallel 110 kV lines will be installed on the common towers along the whole length of the line corridor (approx. 132 km) to reduce social and environmental impact. | 05-2023 | 5
170 | 1013 | Viru-Tsirguliina 330kV OHL | Reinforcement of existing 330 kV OHL between Viru and Tsirguliina 330 kV substations in Estonia. Old 330 kV line will be replaced with new one with a conductor 3x400 mm2 in phase. The thermal capacity of the line is planned 2400A @ wire max operating temperature 80 degrees celsius. The investment is also a backbone for Baltics Synchronization with CESA (project nr 170). Parallel 110 kV lines will be installed on the common tower (approx. 14 km) to reduce social and environmental impact. To optimize line lenght and reactive power compensation a new 330 kV substation (named Mustvee) will be constructed in the middle of the power line. | 02-2025 | 4
170 | 1034 | New HVDC interconnector "Harmony Link" | New HVDC subsea cable connection between Lithuania and Poland. The project includes HVDC submarine and land cable system and converter stations at each end. | 12-2034 | 3
170 | 1565 | Reconstruction of 330 kV OHL LE-Vilnius | Reconstruction of 330 kV OHL LE-Vilnius from single-circuit into double-circuit line. | 11-2020 | 5
170 | 1566 | Reconstructions in North Eastern Lithuania | Reconstruction of 330 kV Utenos and 330 kV Ignalinos AE substations. Relocation of HV equipment (from 330/110/10 kV Ignalinos AE substation to 330/110/10 kV Lietuvos E substation) and changing topology of 330 kV overhead lines. | 12-2021 | 5
170 | 1568 | Upgrades in Alytus substation (LT) | Construction of three new 400/330 kV autotransformers in Alytus substation, to connect Lithuania and Poland transmission systems in AC mode. | 12-2021 | 5
170 | 1572 | Monitoring and control system upgrades in Lithuania, Latvia and Estonia. Upgrading control systems of exicting HVDC connections (EstLink 1 and EstLink 2 and NordBalt). Synchronous condensers, in Lithuania, Latvia and Estonia. | This generic project shall implement the first phase of improvements in system control and stability required for synchronous operation with Continental Europe, including: - development of Baltic AGC and frequency stability assessment systems with special protection schemes; - upgrades of SCADAs and other IT systems and their environment needed for real time operation and planning (WAMS and WAMPAC systems in Latvia, Lithuania and Estonia); - PMU system in Latvia; - upgrade control systems of HVDC connectors (Estlink1, Estlink2 and Nordbalt); - construction of three synchronous condensers, one in each country - in Püssi (Estonia), Ventspils (Latvia) and Alytus (Lithuania); - BESS (Battery Energy Storage System) in Latvia. | 12-2025 | 4
170 | 1632 | New 330 kV Musa substation | New 330 kV Musa substation. The new substation will create switching capability at the junction of overhead lines Siauliai-Kaunas, Siauliai-Viskali, and Siauliai-Telsiai, which will improve general availability, resilience and throughput of the grid to support synchronization. The project includes territorial planning, land acquisition, procurement, design and construction phases. | 12-2025 | 4
170 | 1634 | New 330 kV OHL Kruonio HAE - Bitenai | New 330 kV OHL Kruonio HAE - Bitenai. One part of the new line will be constructed as second circuit on existing 330 kV OHL Bitenai-Jurbarkas (39 km), one part will be new line (63 km), and as third part of new line will be used part of exicting 330 kV OHL Kruonio HAE - Sovietsk (Kruonio HAE - Sovietsk will be disconnected until end of 2025). | 10-2025 | 4
170 | 1659 | New 330 kV OHL Darbenai-Bitenai | New 330 kV OHL Darbenai-Bitenai. One part of the new line will be constructed as second circuit on existing 330 kV OHL Grobine-Klaipeda (45,5 km), second part will be new line (12,1 km), third part will be constructed as second circuit on existing 330 kV OHL Klaipeda-Sysa-Bitenai (79,5 km). | 07-2025 | 4
170 | 1660 | New 330 kV Darbenai substation | New 330 kV Darbenai substation, necessary for the connection of the new 330 kV line Darbenai-Bitenai (inv. 1659), as well as new HVDC subsea cable known as Harmony Link (inv.1034) and offshore wind farm (project 1042). This project includes territory planning, land acquisition and construction phases. | 12-2025 | 4
170 | 1661 | Construction of new 400kV line Dunowo-Zydowo Kierzkowo | Dunowo-Zydowo Kierzkowo 400kV line is necessary to assure that after commissioning of Harmony Link and offshore wind farms, full capabilities would be available on the Polish-Lithuanian subsea interconnector. This project includes reconstruction of Dunowo substation with installation of 400/110 kV transformers and construction of new double-circuit 400 kV. | 03-2026 | 3
170 | 1662 | Construction of new 400kV line Pila Krzewina-Zydowo Kierzkowo | Pila Krzewina-Zydowo Kierzkowo 400kV line is interrelated with project aiming in building Dunowo-Zydowo Kierzkowo line. This project includes reconstruction and modernization of Pila Krzewina electrical station with installation of 400/110 kV transformers and reactive power compensation devices and construction of new double-circuit 400 kV. | 03-2026 | 3
170 | 1663 | Modernization of 400kV OHL Krajnik-Morzyczyn | To allow effective energy flows in the north-west part of Poland after commissioning of Harmony Link, modernization of “North Line” (line between Krajnik and Gdansk Blonia) is necessary. The first project of North Line is modernization of Krajnik-Morzyczyn 400kV line. | 03-2023 | 5
170 | 1664 | Modernization of 400kV OHL Morzyczyn-Dunowo-Slupsk-Zarnowiec | Modernisation of Morzyczyn-Dunowo-Slupsk-Zarnowiec 400kV line would be the longest part included in modernization of North Line. Because of its length this project consists of three sections: Modernization of Morzyczyn-Dunowo 400 kV, Modernization of Dunowo-Slupsk 400 kV, Modernization of Slupsk-Zarnowiec 400 kV. | 05-2026 | 4
170 | 1665 | Modernization of 400kV OHL Zarnowiec-Gdansk/Gdansk Przyjazn-Gdansk Blonia | Modernisation of Zarnowiec-Gdansk/Gdansk Przyjazn-Gdansk Blonia 400kV line would be the last part included in modernization of North Line. | 08-2026 | 4
170 | 1669 | Synchronous condensers in Lithuania, Latvia and Estonia | Synchronous condensers providing inertia, voltage stability,frequency stability and short-circuit power in Lithuania (Neris, Telsiai), Latvia (Grobina, Liksna) and Estonia (Kiisa and Viru). | 12-2025 | 4
170 | 1703 | Reconstruction of shunt reactors switchgears | Due to the synchronisation project the total length of the power lines will increase. Increase in the total length of power lines higher reactive power generation by these lines. In order to reduce the risk that the voltages will rise too high, sufficient amount of reactive power compensation is needed, which can be achieved with the existing shunt reactors. Nevertheless, the shunt reactors need reliable switchgear to help to minimise the risk induced by commutation errors. | 12-2025 | 4
174 | 1014 | Greenconnector | Greenconnector is an HVDC interconnector project between Italy and Switzerland for power transport using DC cables rather than overhead lines. The route length is about 165 km. The design power is 1000 MW (1200 MW in overload condition), while the DC voltage is +/- 400 kV DC. Two cables will be installed, working with a bipolar scheme. Great part of the cables route will exploit a section of an existing oil pipeline, no longer in service since January 1997. This pipeline crosses the Italian and Switzerland border at Splgenpass and is running close by the two end stations of the Greenconnector project (Bonaduz in Graubunden Canton and Verderio Inferiore, Lecco). The cables will be pulled inside the pipeline itself, reducing the amount of civil works required before and after cable laying and therefore limiting even temporary environmental impact. For about 47 km the cables will run across the Como lake. | 03-2031 | 3
176 | 995 | Hansa PowerBridge I | New HVDC interconnector between Sweden (SE4) and Germany (50 Hertz) aiming to enhance the integration of the Nordic and the continental power market. Moreover the interconnector facilitates RES integration and increases the system adequacy in both systems. | 12-2029 | 3
187 | 997 | 997 Pleinting - St. Peter | new 380-kV-line Pleinting (DE) - St. Peter (AT) on exting OHL corridor | 12-2030 | 3
200 | 308 | Vernerov-Vitkov | New 400 kV double circuit OHL with a transmission capacity of 2 x 2445 A and 83 km length. | 06-2024 | 4
210 | 1380 | Würmlach (AT) - Somplago (IT) interconnection | "Wurmlach (AT) – Somplago (IT) Interconnection is a cross-border electrical line promoted by Alpe Adria Energia Srl. The project concerns a 220kV a.c. merchant line, 300 MW thermal capacity from Somplago substation to new Wurmlach substation, including a Phase Shifter Transformer located in Austria" | 09-2029 | 3
219 | 1407 | Great Sea Interconnector | The Great Sea Interconnector consists of a 500 kV DC underwater electric cable and any essential equipment and/or installation for interconnecting the Cypriot, Israeli and the Greek transmission networks (offshore). The Interconnector will have a capacity of 2000 MW and a total length of around 820 nautical miles/around 1200 km (approx. 329 km between CY and IL, 879 km between CY and Crete) and allow for reverse transmission of electricity. | 12-2029 | 4
219 | 1409 | Great Sea Interconnector | The Great Sea Interconnector consists of a 500 kV DC underwater electric cable and any essential equipment and/or installation for interconnecting the Cypriot, Israeli and the Greek transmission networks (offshore). The Interconnector will have a capacity of 2000 MW and a total length of around 820 nautical miles/around 1200 km (approx. 329 km between CY and IL, 879 km between CY and Crete) and allow for reverse transmission of electricity. | 12-2029 | 4
225 | 1107 | 2nd interconnecter between Belgium and Germany | This investment item envisions the possibility of a second 2 GW HVDC interconnection between Belgium and Germany. Subject to further studies. | 12-2037 | 1
227 | 627 | 400 kV interconnection RS-BA | Description of broader context - New double circuit 400 kV OHL connecting existing substation Pljevlja (ME) and substation Bajina Basta (RS) and new double circuit 400kV OHL connecting existing substation Visegrad (BA) and substation Bajina Basta (RS). In the first phase one 400 kV circuit would be equiped. In the second phase New SS Bistrica (RS) would be connected to the exisitng double circuit 400 kV OHL between SS Bajina Basta (RS), SS Visegrad (BA) and SS Pljevlja (ME). Part of regional transmission corridor northeast-southwest. | 09-2027 | 3
227 | 628 | 2x400 kV OHL B.Basta-Obrenovac | Double circuit 400 kV OHL between upgraded substation Bajina Basta and substation Obrenovac. Part of larger regional transmission corridor northeast-southwest. | 09-2026 | 3
227 | 630 | 400 kV interconnection RS-ME | Description of broader context - New double circuit 400kV OHL connecting existing substation Pljevlja (ME) and substation Bajina Basta (RS) and new double circuit 400kV OHL connecting existing substation Visegrad (BA) and substation Bajina Basta (RS). In the first phase one 400 kV circuit would be equiped. In the second phase New SS Bistrica (RS) would be connected to the exisitng double circuit 400 kV OHL between SS Bajina Basta (RS), SS Visegrad (BA) and SS Pljevlja (ME). Part of regional transmission corridor northeast-southwest. | 09-2027 | 3
227 | 631 | Upgrading SS Bajina Basta to 400 kV voltage level | Upgrade of existing 220/110 kV substation in Bajina Basta to 400/220/110 kV substation as part of overall western Serbia system upgrade to 400 kV voltage level. Part of larger regional transmission corridor northeast-southwest. | 09-2026 | 3
227 | 1526 | 400 kV OHL Lastva - Pljevlja | 400 kV OHL Lastva - Pljevlja | 09-2024 | 4
227 | 1888 | Equipping the 2nd circuit from SS Visegrad to SS Pljevlja | Equipping the 2nd circuit from SS Visegrad to SS Pljevlja | 09-2030 | 3
228 | 1231 | Muhlbach Eichstetten | Reinforcement of the existing 400kV OHL and deployment of a second 400kV circuit at existing double circuit OHL Muhlbach - Eichstetten, instead of the currently operated circuit Eichstetten - Vo-gelgrun (currently operated with 225kV). The project includes also a transformer in Sierentz substation to balance flows between 225kV and 400kV grid in the area. | 12-2027 | 3
231 | 1282 | 380 kV Grid Reinforcement Beznau - Tiengen | This projects helps to increase the cross border capacity between Switzerland and Germany by upgrading an existing line from 220 kV to 380 kV including internal reinforcements. | 12-2035 | 2
235 | 664 | HVDC LINE C - SUEDLINK | New DC-lines to integrate new wind generation from Northern Germany towards Southern Germany and Southern Europe for consumption and storage. | 12-2028 | 3
239 | 1241 | Fenno-Skan 3 | Replacement of the existing 400 kV HVDC cable interconnection between Finland and Sweden. Fennoskan 1 will be decommissioned and a new interconnector with the capacity of 800 MW will be built between FI and SE3, resulting in a total capacity of 1600 MW between FI and SE3. | 06-2038 | 1
243 | 1269 | New 400 kV overhead line Sombor (RS) - Ernestinovo (HR) | The project necessity stems for the need to increase the transfer capacity between RS and HR in order to accommodate connection of RES and improve market integration, according to the results based on TYNDP CBA. | 09-2038 | 1
244 | 1245 | Vigy - Uchtelfangen (or beyond) | Upgrade of existing transmission OHL between Vigy and Uchtelfangen (or beyond) to increase the thermal cross-border capacity. To reach a higher capacity the options are High Temperature Low Sag (HTLS) conductors or a reconstruction of the tie-line in the existing route . | 12-2029 | 3
244 | 1514 | Power flow control between Vigy and Ensdorf | Installation of Phase Shift Transformers (PSTs) in Ensdorf substation to allow an optimal use of the capacity increase. | 12-2029 | 3
247 | 1381 | AQUIND Interconnector | AQUIND Interconnector is a proposed High Voltage Direct Current (HVDC) subsea and underground electric power transmission link between Great Britain (Lovedean substation, Hampshire) and France (Barnabos substation, Seine-Maritime) with a net transmission capacity of 2,000 MW. The Interconnector is designed as two parallel monopole 1000 MW circuits employing Voltage Source Converter technology. | 09-2028 | 3
250 | 1384 | Merchant line "Castasegna (CH) - Mese (IT)" | The planned Transmission project is a merchant line on the swiss-italian border between Castasegna (CH) and Mese (IT). The planned Cable connection in 220 kV AC has a length of around 14 km, 13.5 of witch in Italy. In connection with the realisation of the project a Rationalisation of the 380 and 132 kV Grid in the region Mese (Provincia di Sondrio) is planned. The expected NTC increase is around 200 MW.The main Project elements are (merchant line): 220 kV Connection to the Swiss HVG in Castasegna; 220 kV Cable line of around 14 km between Castasegna and Mese; 220/380 kV Substation with PST 250 MVA in Mese. The Grid Rationalisation in the Region of Mese foresees the following actions: Displacement of 2 km of the 380 kV Line "Soazza - Bulciago"; "Realisation of a new 380/132 kV Substation in Mese (Transformation 2 x 250 MVA); Displacement of 0.8 km of 132 kV Lines; Realisation of 2.6 km of 132 kV Cable connections; Demolition of 2.45 km of 380 kV line and 2.3 km of 132 kV lines." | 03-2025 | 3
254 | 660 | HVDC Line A South - Ultranet | New HVDC-lines from Osterath to Philippsburg to integrate new wind generation especially from North Sea towards Central-South Germany for consumption and storage. | 12-2026 | 3
259 | 1205 | New 400 kV OHL Debrecen Dél (HU) - Oradea Sud (RO) | New 90 km single circuit 400 kV OHL between Hungary and Romania (60 km on Hungarian and 30 km on Romanian side). Internal investments in Romania associated to the project are also included. | 12-2030 | 2
259 | 1832 | New 400/220 kV transformer in substation Rosiori (RO) | New 400/220 kV transformer in substation Rosiori | 12-2027 | 2
259 | 1833 | Reconductoring of 220 kV OHL Urechesti (RO) -Targu Jiu Nord (RO) | Reconductoring 220 kV OH line Urechesti-Tg. Jiu Nord | 12-2028 | 2
259 | 1834 | Reconductoring of 220 kV OHL Targu Jiu Nord (RO)- Paroseni (RO) | Reconductoring 220 kV OH line Tg. Jiu Nord - Paroseni | 12-2028 | 2
259 | 1835 | Reconductoring of 220 kV OHL Paroseni (RO)- Baru Mare (RO) | Reconductoring 220 kV OH line Paroseni- Baru Mare | 12-2028 | 2
259 | 1836 | Reconductoring of 220 kV OHL Baru Mare (RO) -Hasdat (RO) | Reconductoring 220 kV OH line Baru Mare-Hasdat | 12-2028 | 2
259 | 1865 | 2nd circuit of 400kV OHL Nadab (RO) - Bekescsaba (HU) | 2nd circuit of 400kV OHL Nadab (Romania) - Bekescsaba (Hungary) | 12-2027 | 2
260 | 1255 | Interconnector GB-NL | Multi-purpose interconnector between GB and NL also connecting GB and NL windfarms. | 12-2030 | 1
267 | 1262 | Hansa PowerBridge II | Possible second HVDC cable interconnector between southern Sweden (Bidding area SE4) and Germany (50Hertz). This project candidate is driven by market based target capacities found in the Common Planning Studies by Regional Group Baltic Sea. | 12-2035 | 1
270 | 1211 | HVDC Aragon region -Marsillon | New axis Aragon region -Marsillon | 09-2030 | 2
270 | 1212 | New axis Ejea-Aragon region 400 kV | New AC line (double circuit 400kV) between Ejea and Aragon region where the converter station is located | 09-2030 | 2
270 | 1214 | Ejea de los Caballeros subestation | New 400kV Ejea de los Caballeros subestation and connection to the lines La Serna-Magallon and Magallon Peñalba | 09-2030 | 2
270 | 1215 | Aragon region subestation | New 400 kV Aragon region subestation and connection to existing network and future cross border project | 09-2030 | 2
276 | 1206 | HVDC Pamplona area - Cantegrit | HVDC Pamplona area(Spain) -Cantegrit (France) | 12-2030 | 2
276 | 1207 | Upgrade Cantegrit-Saucats | Upgrade of 2* 400 kV lines Cantegrit-Saucats | 12-2030 | 2
276 | 1208 | Upgrade Cantegrit-Marsillon | Upgrade of existing 2*225kV line Cantegrit-Marsillon to 1* 400kV | 12-2030 | 2
276 | 1210 | New substation Pamplona area | New substation Pamplona area 400 kV and connection to the 400 kV line Ichaso-Castejón/Muruarte? | 12-2030 | 2
280 | 1008 | Lonny-Achene-Gramme | Installation of PST and line capacity upgrade of Lonny-Achene-Gramme | 12-2030 | 2
283 | 1378 | TuNur DC | The HVDC transmission architecture is based on two independent bipolar +/-525 kV systems of 1GW. The HVDC converter is based on VSC (Voltage Source Converter) technology, providing high reliability and efficiency of the transmission system. TuNur DC will consist of two independent bipolar +/-525 kV systems of 1GW. Each bipolar system will consist of a DC overhead line in Tunisia spanning from the power plant to the shoring point, submarine cable from the Tunisian Northern coast to Montalto di Castro, and VSC HVDC converter stations at both terminal points. | 02-2034 | 1
283 | 1430 | TuNur AC | 400 kV AC underground cables from the HVDC converter in Montalto to Terna’s 400 kV station in Montalto. CAPEX includes 2 circuit breaker bays within Terna’s station. | 02-2034 | 1
285 | 1383 | GridLink | UK-France, 1.4GW HVDC Interconnector | 12-2025 | 3
297 | 604 | BRABO III: Liefkenshoek - Mercator | The existing 150kV overhead will be upgraded to a single 380kV overhead line between the site Liefkenshoek and the substation Mercator. To facilitate this upgrade, the adjacent 150kV grid will be adapted. | 12-2026 | 4
299 | 1458 | SACOI 3 | New HVDC triterminal link between Italy mainland, Corsica and Sardinia replacing existing link SACOI 2 | 12-2027 | 4
309 | 1628 | NeuConnect Interconnector | 1.4GW HVDC Interconnector between UK and Germany | 06-2026 | 4
312 | 1472 | St. Peter (AT) - Tauern (AT) | new 380-kV-Line | 12-2025 | 4
313 | 1473 | Isar/Altheim/Ottenhofen - St. Peter | New 380kV double circuit OHL Isar/Altheim/Ottenhofen - St. Peter including new 380kV switchgears Altheim, Pirach, Simbach and St. Peter. | 12-2027 | 3
323 | 1478 | Dekani (SI) - Zaule (IT) interconnection | The Zaule (IT) - Dekani (SI) interconnection is a third party cross-border electrical line promoted by Adria Link Srl, E3 d.o.o. and HSE d.o.o.. The project concerns an underground cable 110kV a.c. merchant line, 150 MW from Zaule (IT) substation to Dekani substation, including a 110/135 kV Phase Shifter Transformer. | 08-2026 | 3
324 | 1482 | Redipuglia (IT) - Vrtojba (SI) Interconnection | "The Redipuglia (IT) - Vrtojba (SI) interconnection is a third party cross-border electrical line promoted by Adria Link Srl, E3 d.o.o. and HSE d.o.o.. The project concerns an underground cable 110kV a.c. merchant line, 150 MW from Redipuglia (IT) substation to Vrtojba (SI) substation, including a 110/135 kV Phase Shifter Transformer." | 08-2026 | 3
325 | 1483 | Upgrade Obersielach (AT) - Podlog (SI) | upgrade from 220 kV to 380 kV | 06-2035 | 1
328 | 1620 | Substation Aach | New 400/220-kV-substation | 12-2026 | 2
328 | 1629 | Substation Bofferdange | New 400/220/110 kV substation including transformer 400/220 kV to be commissioned in Bofferdange (LU) | 12-2026 | 3
328 | 1630 | AC Overhead Line Aach-Bofferdange | New AC Overhead Line between Germany and Luxembourg | 12-2028 | 3
329 | 1518 | Stevin-Izegem/Avelgem: new corridor | Realisation of a new AC corridor up to 6 GW capacity | 12-2028 | 3
330 | 1498 | New CZ-SK 400 kV interconnector | This investment consists of single circuit 400 kV OHL Otrokovice (CZ) - Ladce (SK). | 12-2035 | 1
330 | 1499 | Extension of 400 kV substation Ladce | This investment consists of the extension of 400 kV substation Ladce, which will replace existing 220 kV substation Považská Bystrica and will therefore increase security of supply in this particular region. After commissioning this new 400 kV substation it will be possible to build new 400 kV cross-border OHL from Ladce (SK) to Otrokovice (CZ). | 12-2035 | 2
335 | 1504 | Danish Hub | Hub installation suitable to connect 2GW of HVDC systems to Danish shore and up to 4GW of nearby offshore wind. Danish hub is connected to German and Dutch hub with 2 GW HVDC systems each. | 01-2032 | 1
335 | 1505 | Interconnection DKw to Danish hub | HVDC connector including substations interfacing the Danish hub and the Western Danish power system. | 01-2032 | 1
335 | 1506 | Interconnection NL Maasvlakte to Dutch hub (#1) | One of two HVDC connectors including substations interfacing the Dutch hub and the Dutch power system. | 01-2035 | 1
335 | 1507 | Interconnection NL Maasvlakte to Dutch hub (#2) | One of two HVDC connectors including substations interfacing the Dutch hub and the Dutch power system. | 01-2035 | 1
335 | 1508 | Interconnection DE (Heide(West)) to German hub | One of three HVDC connectors including substations interfacing the German hub and the German power system. | 01-2035 | 1
335 | 1509 | Interconnection DE (area north of Bremen) to German hub | One of three HVDC connectors including substations interfacing the German hub and the German power system. | 01-2035 | 1
335 | 1511 | Interconnection DE (area of Rastede) to German hub | One of three HVDC connectors including substations interfacing the German hub and the German power system. | 01-2035 | 1
335 | 1815 | Dutch Hub | Hub installation suitable to connect 4GW of HVDC systems to Dutch shore and up to 4W of nearby offshore wind. Dutch hub is connected to the Danish and German hub with 2 GW HVDC systems each. | 01-2035 | 1
335 | 1816 | German Hub | Hub installation suitable to connect 6 GW of HVDC systems to German shore and up to 6 GW of nearby offshore wind. German hub is connected to the Danish and Dutch hub with 2 GW HVDC systems each. | 01-2035 | 1
335 | 1817 | Interconnection Danish hub to Dutch hub | One of three HVDC connectors including substations interfacing 2 of the 3 hubs | 01-2035 | 1
335 | 1818 | Interconnection Danish hub to German hub | One of three HVDC connectors including substations interfacing 2 of the 3 hubs | 01-2035 | 1
335 | 1819 | Interconnection Dutch hub to German hub | One of three HVDC connectors including substations interfacing 2 of the 3 hubs | 01-2035 | 1
338 | 1521 | New HVDC line between Villanova and Fano existing 400 kV substations | HVDC lines | 12-2028 | 3
339 | 1557 | Tyrrhenian HVDC link - West | Italian HVDC tri-terminal link | 12-2027 | 4
339 | 1795 | Tyrrhenian HVDC link - East | Tyrrhenian HVDC link - East | 12-2028 | 4
340 | 1519 | Avelgem-Courcelles | Realisation of a 6 GW new corridor | 12-2030 | 3
341 | 1536 | Portile de Fier (RO) - Djerdap (RS) 2nd | Portile de Fier (RO) - Djerdap (RS) 2nd . Doubling the existing OHL 400 kV (1.5 km on Serbian (thermal limit 1800 A) and 0.5 km on Romanian( thermal limit 2192 A) Side) | 09-2029 | 2
341 | 1537 | New SS 400/110 kV Belgrade 50 | New SS 400/110 kV Belgrade 50 (former name Belgrade West) | 09-2028 | 3
341 | 1538 | New OHL 400 kV WPP Cibuk - SS Belgrade 50 | New OHL 400 kV WPP Cibuk - SS Belgrade 50 | 09-2028 | 3
341 | 1864 | Reconductoring of 220kV double circuit OHL Portile de Fier - Resita | Reconductoring of 220kV double circuit OHL Portile de Fier (Romania) - Resita (Romania) | 12-2028 | 2
342 | 1520 | SS Bobov Dol (BG) - SS Leskovac 2 (RS) | Second interconnection line on the border between Bulgaria and Serbia | 09-2034 | 2
342 | 1522 | Upgrade of existing OHL 220 kV to 400 kV SS Nis 2 - SS Krusevac 1 | Upgrade of existing OHL 220 kV to 400 kV SS Nis 2 - SS Krusevac 1 | 09-2034 | 2
342 | 1523 | Upgrading SS 220/110 kV Krusevac 1 to 400 kV | Upgrading SS 220/110 kV Krusevac 1 to 400 kV | 09-2034 | 2
342 | 1524 | Upgrade of existing OHL 220 kV to 400 kV SS Krusevac 1 - SS Kraljevo 3 | Upgrade of existing OHL 220 kV to 400 kV SS Krusevac 1 - SS Kraljevo 3 | 09-2034 | 2
342 | 1525 | Upgrade of existing OHL 220 kV to 400 kV SS Kraljevo 3 - SY Pozega | Upgrade of existing OHL 220 kV to 400 kV SS Kraljevo 3 - SY Pozega | 09-2034 | 2
342 | 1698 | New 400 kV SY Pozega | New 400 kV SY Pozega | 09-2034 | 2
342 | 1699 | New OHL SS Jagodina 4 - SS Pozarevac 3 | New OHL SS Jagodina 4 - SS Pozarevac 3 | 09-2030 | 2
342 | 1700 | 2x400 kV OHL SY Pozega - Vardiste | Upgrading 220 kV OHL SY Pozega - Vardiste to 2x400 kV | 09-2034 | 2
342 | 1839 | New 400 kV SS Pozarevac 3 | New 400 kV SS Pozarevac 3 | 09-2030 | 2
343 | 1532 | New OHL 400 kV Banja Luka - Lika | New OHL 400 kV Banja Luka - Lika | 12-2035 | 2
343 | 1533 | New OHL 2x400 kV Lika – Melina | New OHL 2x400 kV Lika – Melina | 12-2035 | 3
343 | 1534 | New OHL 2x400 kV Lika – Konjsko | New OHL 2x400 kV Lika – Konjsko | 12-2034 | 3
343 | 1535 | New Substation 400/110 kV Lika | New Substation 400/110 kV Lika | 12-2034 | 3
343 | 1846 | New OHL 2x400 kV Lika - Tumbri | New OHL 2x400 kV Lika - Tumbri | 12-2034 | 3
346 | 1544 | ZuidWest380 Oost | New 380 kV substation Tilburg; New 380 kV double circuit line 2645MVA between Rilland and Tilburg | 06-2029 | 3
349 | 1638 | Mares Cable : Irish Sea Interconnector Cable | HVDC 750MW 320kV symmetrical mono-pole interconnector between UKNG and EIRGRID | 12-2029 | 3
349 | 1642 | MaresConnect Converter Station Ireland | 750MW 320kV VSC HVDC Convertor Station to connect to EIRGRID AC | 12-2029 | 3
349 | 1646 | Mares Converter Station UK | 750MW 320kV VSC HVDC Convertor Station to connect to UKNG | 12-2029 | 3
349 | 1652 | Enabling Works 1: 1 x 400kV Connection bay UKNG and associated works | AC Connection to UKNG system Bodelwyddan 400kV bays and associated works | 12-2029 | 3
349 | 1653 | Enabling Works 2: EIRGRID 1 x 245kV Connection bay at Maynooth and associated works | EIRGRID 1 x 245kV Connection bays at Maynooth and associated works | 12-2029 | 3
350 | 1622 | 400kV OHL SS Bitola - SS Elbasan | New 150km cross-border single circuit 400kV OHL between existing substation Bitola(Macedoonia) and Elbasan(Albania). | 12-2024 | 4
350 | 1623 | 400 kV SS Ohrid | New 400/110 kV substation in Ohrid area connected in/out to the new 400 kV line Bitola-Elbasan. This SS will contribute to the security of supply in the internal southern network of the country. | 12-2023 | 4
375 | 1555 | Lienz (AT) - Veneto region (IT) | Reconstruction of the existing 220kV-interconnection line between Lienz and Veneto Region (IT) | 12-2035 | 2
376 | 1559 | Refurbishment of the 400kV Meliti (GR)-Bitola (MK) interconnector | Reconductoring of the existing 400kV interconnection line Meliti (GR)-Bitola (MK) | 12-2035 | 1
377 | 1561 | BE-NL interconnector: upgrade VanEyck-Maasbracht | Upgrade of existing interconnection between Van Eyck (BE) and Maasbracht (NL), by adding PST(s) and/or replacing existing conductors by HTLS. The study is to confirm the appropriate implementation option and phasing of this implementation also with respect to evolution of DE-NL interconnectors. | 12-2032 | 1
378 | 1584 | Transformer Gatica | Only 400 to 220 kV transformer. Not the whole substation | 12-2027 | 2
379 | 1593 | Uprate Gatica-Guenes | Uprate 400 kV Gatica-Guenes substation | 12-2026 | 2
379 | 1595 | Uprate Gatica-Amorebieta-Ichaso | Uprate the 400 kV axis Gatica-Amorebieta-Ichaso | 12-2026 | 2
379 | 1597 | Uprate Gatica-Azpeitia | Uprate the 400 kV Gatica-Azpeitia line | 12-2026 | 2
1034 | 1692 | HVDC from Wilhelmshaven to Region Hamm | HVDC line from Wilhelmshaven to Uentrop to integrate onshore and offshore wind energy in Northern Germany and transport it to the load centers in Western Germany | 12-2032 | 2
1034 | 1693 | HVDC from Heide/West to Polsum | HVDC line from Heide/West to Polsum to integrate onshore and offshore wind energy in Northern Germany and transport it to the load centers in Western Germany | 12-2032 | 2
1039 | 1675 | SE North-south Long-term reinforcements | Reactive measures in substations and series compensations in order to increase capacity between SE2 and SE3. Replacement of ageing overhead lines that also will contribute to the increased capacity. The need for capacity is driven by RES integration in northern Sweden and nuclear decommission in southern Sweden. | 01-2040 | 1
1039 | 1764 | SE North-south Long-term reinforcements | The second investment has also the same description as the first one. | 01-2040 | 1
1040 | 1677 | LirIC | New HVDC VSC Monopole sub sea cable between Kilroot 275kV substation in Northern Ireland (TBC) and Hunterston 400kV sub station in Scotland (TBC) | 09-2030 | 1
1041 | 1682 | Wadi El Natroon - Mesogeia / St Stefanos HVDC | The HVDC transmission link of 3,000 MW thermal capacity, to be constructed, will consist of two (2) bi-pole systems each of 1,500 MW. Each system having converters at both ends, constitutes submarine HVDC cables from Sidi Barrani shore (Egypt) to Keratea / Kakia Thalassa (Attica, Greece) and from Sidi Barrani shore (Egypt) to Nea Makri (Attica, Greece). Supporting/complementary interconnection infrastructure at the two landing points in Egypt and Greece are also part of the GREGY project. Chapters 3 and 4 of the prefeasibility study provide the selection of technical equipment in more detail. | 12-2028 | 1
1046 | 1688 | Nuojuankangas-Huutokoski (Järvilinja 2) | New single circuit 400 kV OHLs will be built from central part of Finland to the northern area to increase the capacity between North and South Finland. Enables integration of renewables to the northern part of the country. | 06-2026 | 4
1046 | 1689 | Petäjäskoski-Herva-Nuojuankangas | New single circuit 400 kV OHL will be built to the northern part of Finland. Enables the integration of renewables to the northern part of the country and the increasing power transfer from North to South . | 06-2027 | 3
1046 | 1697 | Petäjävesi/Toivila-Hikiä (2 x OHL) | New 2 x 400 kV OHL will be built to the central part of Finland (+other required investments). Enables the integration of renewables and the utilization of full transfer capacity from North to South . | 06-2028 | 3
1046 | 1780 | Jylkkä-Alajärvi (2 x OHL) –Toivila (1 x OHL) | New 2 x 400 kV OHL built from Jylkkä substation (western Finland) to Alajärvi substation (central Finland) (+other required investments). The line continues as a single 400 kV OHL from Alajärvi to Toivila substation (Central Finland). Enables the integration of renewables and the utilization of full transfer capacity from North to South . | 06-2028 | 3
1046 | 1781 | Nuojuankangas-Vihtavuori (Metsälinja 2) | New single circuit 400 kV OHL will be built to the central part of Finland. Enables the integration of renewables and the utilization of full transfer capacity from North to South . | 06-2030 | 3
1048 | 1709 | Greece Africa Power Interconnector | 2 HVDC Subsea cables interconnecting the Northern coast of Egypt with the island of Crete at Atherinolakkos. At both connection points bipolar HVDC conversion stations will be constructed. | 08-2030 | 1
1049 | 1706 | Converter Stations & Subsea Cabling | 1.4 GW HVDC electricity interconnector between UK and Belgium Voltage Source Converter (VSC)/Bipolar Grid connection point (substations name): Kemsley (UK) and in Belgium the exact substation location will be determined by the main grid study to be completed by Elia. Total cable length (substation to substation) 202km. Two cables (XLPE) laid in a single trench Nominal voltage: ±525 kV Thermal limit (Imax): 1330 A Mvar capability range at terminals: 460 MVAr Bus-bar to bus-bar losses profile over MW range: 2.3% (33 MW) full load; 0% (0 MW) at zero load. The annual Availability is 98.1% availability, with 1.8% planned outages, and 0.1% forced outages. The maximum single failure according to the design is 1.4GW. The project will enable the reduction of CO2 emissions by substituting electricity from fossil fuels by generation from RES and nuclear power. There are no material anticipated environmental impacts during construction and operation. | 12-2031 | 1
1050 | 1707 | Converter stations and Subsea Cabling | 1.4 GW HVDC electricity interconnector between UK and Germany Voltage Source Converter (VSC)/Bipolar Grid connection point (substations name): East Anglia Connection Node (UK) and Niederlangen (Germany), exact substation location subject to grid study in Germany. Total cable length (substation to substation) 610km. Two cables (XLPE) laid in a single trench Nominal voltage: ±525 kV Thermal limit (Imax): 1330 A Mvar capability range at terminals: 460 MVAr Bus-bar to bus-bar losses profile over MW range: 2.3% (33 MW) full load; 0% (0 MW) at zero load. The annual Availability is 98.1% availability, with 1.8% planned outages, and 0.1% forced outages. The maximum single failure according to the design is 1.4GW. The project will enable the reduction of CO2 emissions by substituting electricity from fossil fuels by generation from RES and nuclear power. There are no material anticipated environmental impacts during construction and operation | 10-2030 | 1
1052 | 1713 | Lienz (AT) - Malta (AT) - Obersielach (AT) | 380 kV New | 06-2033 | 2
1054 | 1715 | 220-kV Westtirol (AT) - Zell/Ziller (AT) | Upgrade of the existing 220kV-line Westtirol - Zell-Ziller and erection of an additional 220/380kV-Transformer. Line length 104km. | 12-2030 | 2
1055 | 1716 | Interconnection between Crete and Peloponnese (Phase I) | New 150 kV AC double circuit submarine and underground cables between Crete and Peloponnese | 05-2021 | 5
1055 | 1717 | Interconnection between Crete and Attica (Phase II) | New symmetric bipolar submarine HVDC-VSC link between Crete and Attica | 09-2024 | 4
1058 | 1726 | HVDC Line DE-CH | The concept of extending German HVDC-Lines towards Switzerland and Italy offers a further potential to realize a new North-South HVDC corridor. Large developments of variable wind and photovoltaic power, coal and nuclear phaseout, mainly gas-based thermal generation, and the pump storage potentials in the Alps are the main drivers of power system evolution that will challenge the future transmission system in central southern Europe. | 12-2037 | 1
1059 | 645 | OHL between the Laino and Altomonte in Calabria | New 400kV OHL between the existing substations of Laino and Altomonte in Calabria. | 12-2029 | 3
1059 | 1727 | Montecorvino-Avellino and Nord-Ben. in Campania | New 400 kV between Montecorvino-Avellino and Nord-Ben. in Campania | 12-2029 | 3
1066 | 1736 | 400kV OHL, Maritsa East 2 (BG) – Vize Havza (TR) | New interconnection line BG-TR by a 150km single circuit 400kV OHL. | 11-2035 | 1
1067 | 1738 | New AC 400 kV interconnection line Greece - Turkey | New AC 400 kV Overhead line Greece - Turkey | 06-2031 | 2
1067 | 1787 | New 400 kV OHL Nea Santa - Filippi | New AC 400 kV double circuit OHL Nea Santa - Filippi | 06-2028 | 2
1068 | 1740 | LaSGo Link - Gotland to Latvia | New monopolar HVDC VSC monopole sub-sea cable running from a new substation in Gotland (TBC) to Grobina in Latvia (or Ventspils or a possible a new substation inbetween Grobina and Ventspils) (TBC). This investment consists of two VSC HVDC converter stations connected via two 320kV HVDC XLPE cables. | 07-2037 | 1
1068 | 1741 | LaSGo Link - Sweden to Gotland | New monopolar HVDC VSC monopole sub-sea cable running from the vicinity of Oskarshamn in mainland Sweden (TBC) to a new substation in Gotland (TBC). This investment consists of one HVDC VSC converter station connected via two 320kV HVDC XLPE cables to a Converter Station being built as part of the LaSGo Link Gotland to Latvia investment. | 07-2037 | 1
1074 | 1742 | 400 kV OHL SS Subotica 3 – SS Sándorfalva | New 400 kV interconnection OHL between SS Subotica (RS) and SS Sándorfalva (HU). This is the main investment of the project and a part of the new North-South corridor for energy transmission. | 09-2028 | 2
1074 | 1743 | 400 kV OHL SS Novi Sad 3 – SS Sombor 3 | New 400 kV OHL from existing substation Novi Sad 3 to existing substation Sombor 3 (both in Serbia). | 09-2030 | 2
1074 | 1744 | 2x400 kV OHL SS Belgrade 50 – SS Sremska Mitrovica 2 | New 400 kV OHL from future substation Srbobran to existing substation Sremska Mitrovica 2 (both in Serbia). | 09-2030 | 2
1074 | 1840 | Reconstruction of SS Subotica 3 | Reconstruction of SS Subotica 3 in the Serbian system. | 09-2030 | 2
1085 | 1751 | Malta-Italy Cable link No. 2 | 200MWe HVAC 2nd electrical cable link between Malta and Sicily | 12-2026 | 3
1086 | 1752 | L356 Mustvee-Paide 330 kV OHL reconstrucion (EE) | The new reconstructed 330 kV OHL will be wired with 3x402 mm2 in phase and with operating temperature of 80 degrees Celsius. To reduce the environmental impact partially the parallel 110 kV lines will be place on the common towers with 330 kV reconstructed line. The thermal transmission capacity of the line is planned 1770 MW. | 06-2026 | 4
1086 | 1753 | L357 Kiisa-Paide 330 kV OHL reconstruction (EE) | The new reconstructed 330 kV OHL will be wired with 3x402 mm2 in phase and with operating temperature of 80 degrees Celsius. To reduce the environmental impact partially the parallel 110 kV lines will be place on the common towers with 330 kV reconstructed line. The thermal transmission capacity of the line is planned 1770 MW. | 06-2026 | 4
1086 | 1754 | Lihula 330 KV substation (EE) and reinforcement of internal grid in western part of Estonia | New Lihula 330 kV substation will be connected to existing Harku-Sindi 330 kV OHL in Lihula. It consists of 2 330 kV duplex bays for 330 kV lines, and 3 simplex 330 kV bays of which 2 will be used for power transformers (200 MVA each) and one for reactive power compensator (125 Mvar). The investment also includes the reinforcement of internal 110 kV grid where are the potential RES connection points. | 06-2026 | 4
1088 | 1755 | The interconnector between Latvia and Estonia with Off-shore wind connection hub in between | The planned subsea interconnection between Estonia and Latvia with off-shore connection hub in between. The connection of off-shore wind up to 1000 MW. | 12-2035 | 1
1088 | 1758 | Internal network reinforcement Pavilosta (LV) - Broceni (LV) | New 330 kV OHL for internal network strengthening in Latvia | 12-2035 | 1
1088 | 1761 | Off-shore substation for off-shore wind park connection - Latvia | The planned off-shore substation in Baltic Sea near Western part of Latvia for offshore wind connection. The exact location of the substation will be determined by ongoing studies. | 12-2035 | 1
1088 | 1886 | Internal new 330 kV connection between Lihula substation (EE) and Saaremaa hub (EE) | 330 kV OHLs and cable lines, new 330 kV substations | 12-2035 | 1
1088 | 1887 | Internal new 330 kV OHL between Lihula (EE) and Paide (EE) | New overhead power line between Lihula and Paide 330 kV substations. | 12-2035 | 1
1088 | 1966 | Offshore platform with reactive power compensation equipment | The 4th Latvia and Estonia interconnection is a long subsea cable which request additional reactive power compensation equipment in between. It is planned to install additional offshore platform with shunt reactors for reactive power compensation. | 12-2035 | 1
1088 | 1976 | Construction of new substation in Pavilosta (LV) | The construction of new 330 kV substation in Pavilosta to connect Estonia and Latvia 4th interconnector | 12-2035 | 1
1088 | 1978 | Reconstruction of OHL Pavilosta (LV) - Grobina (LV) | The reconstruction of existing OHL to increase the capacity for cross-border exchange and offshore wind production between Estonia and Latvia | 12-2035 | 1
1092 | 1759 | Connection between Belgium and the Danish Energy Island | Hybrid HVDC interconnector | 12-2032 | 2
1092 | 1777 | Connection between Denmark and the Danish Energy Island | Hybrid HVDC interconnector | 12-2032 | 2
1094 | 1760 | Estlink 3 | HVDC subsea connection between FI and EE, including converter stations | 06-2035 | 2
1094 | 1769 | Estonian grid reinforcements: L346 Paide-Sopi 330 kV OHL reconstruction | The new reconstructed 330 kV OHL will be wired with 3x402 mm2 in phase and with operating temperature of 80 degrees Celsius. The thermal transmission capacity of the line is planned 1772 MW. | 12-2028 | 2
1094 | 1770 | Estonian grid reinforcements: L347 Sopi-Sindi 330 kV OHL reconstruction | The new reconstructed 330 kV OHL will be wired with 3x402 mm2 in phase and with operating temperature of 80 degrees Celsius. The thermal transmission capacity of the line is planned 1772 MW. | 12-2028 | 2
1094 | 1771 | Estonian grid reinforcements: L506 Rakvere-Kiisa 330 kV OHL reconstruction | The new reconstructed 330 kV OHL will be wired with 3x402 mm2 in phase and with operating temperature of 80 degrees Celsius. The thermal transmission capacity of the line is planned 1772 MW. | 12-2029 | 2
1094 | 1774 | Estonian grid reinforcements: L360 Püssi-Rakvere 330 kV OHL reconstruction | The new reconstructed 330 kV OHL will be wired with 3x402 mm2 in phase and with operating temperature of 80 degrees Celsius. The thermal transmission capacity of the line is planned 1772 MW. | 12-2030 | 2
1094 | 1775 | Estonian grid reinforcements: Kiisa-Aruküla 330 kV new OHL | New 330 kV overhead powerline and new 330 kV substation between Kiisa and Aruküla 330 kV substations, | 06-2035 | 2
1094 | 1785 | Inkoo-Hikiä | Inkoo-Hikiä 400 kV single circuit OHL | 06-2031 | 2
1094 | 1979 | Estonian grid reinforcements: New 330 kV substation for converter station connection | New 330 kV substation and two 330kV overhead powerlines to connect Estlink 3 to Estonian transmission grid. | 06-2035 | 2
1095 | 1762 | 4th AC Finland-Sweden north | Fourth AC 400 kV overhead line interconnector between Finland north and Sweden SE1. | 06-2032 | 2
1096 | 1763 | Beznau - Mettlen | line | 12-2031 | 3
1096 | 1847 | Transformers Mettlen | Transformers | 12-2026 | 4
1096 | 1942 | Transformer Lachmatt | Transformer | 12-2026 | 4
1097 | 1765 | Upgrade to Konti-Skan | This project will increase the capacity on the existing HVDC connections Konti-Skan 1 and 2 connecting SE3 and DK1 by 700 MW, resulting in a total of 1400 MW capacity between SE3 and DK1. | 01-2032 | 1
1098 | 1778 | Extension of Darbenai substation | Extension of Darbenai substation to connect offshore wind farm. | 12-2030 | 2
1100 | 1766 | Modernization of existing interconnector Hradec - Röhrsdorf | The project consists in the modernization of an existing 400 kV line between the Hradec and Röhrsdorf substations. | 08-2028 | 3
1102 | 1767 | Mettlen - Ulrichen | AC Line | 12-2034 | 3
1103 | 1768 | Bickigen - Chippis | line | 12-2027 | 3
1104 | 1772 | Roost - Flebour - Border Luxemburg | Upgrade of existing transmission OHL between Roost and Border Luxembourg to increase the thermal cross-border capacity. | 12-2022 | 5
1104 | 1773 | Bauler - German Border | Upgrade of existing transmission OHL between Station Bauler and Border to Luxembourg to increase the thermal capacity by using High Temperature Low Sag (HTLS) conductors | 12-2025 | 2
1105 | 1782 | Black Sea HVDC submarine interconnection project | Submarine cable Anaklia-Constanta Sud which will be placed under Black Sea DC 2-circuit ±500 kV cable, route distance – 1100KM | 12-2029 | 1
1106 | 1793 | Bornholm Energy Island: BEI-DKE | DC connection from mainland Zealand (Solhøjgård, DKE) to Bornholm including converters on Zealand and on Bornholm, as well as AC and MTDC components on the island of Bornholm | 12-2029 | 1
1106 | 1794 | Bornholm Energy Island: BEI-DE | DC connection from mainland Germany (area of Brünzow/Kemnitz) to Bornholm including converters in Stilow and on Bornholm, as well as AC and MTDC components on the island of Bornholm | 12-2030 | 1
1109 | 1796 | New 400 kV overhead line between Aliano and Montecorvino | New 400 kV overhead line between Aliano and Montecorvino | 12-2032 | 2
1109 | 1797 | New 400 kV overhead line in the northern area of Benevento | New 400 kV overhead line in the northern area of Benevento | 12-2035 | 2
1110 | 1798 | New 400 kV submarine cable Bolano-Annunziata | New 400 kV submarine cable Bolano-Annunziata | 12-2026 | 3
1112 | 1799 | GRITA 2 | New HVDC link between Italy (Galatina) and Greece (Thesprotia) with an NTC increase of 1000 MW | 12-2031 | 2
1121 | 1805 | 220-kV Hessenberg (AT) - Weißenbach (AT) | Reinforcement/Upgrade 220-kV Overheadline | 12-2030 | 2
1122 | 1810 | CM1 Offshore wind farm HVDC grid connection | HVDC offshore platform with converter station + onshore converter station + HVDC onshore & offshore cables+ onshore AC transmission cable | 03-2032 | 2
1123 | 1811 | Offshore Wind Connection Centre Manche 2 | HVDC offshore platform with converter station + onshore converter station + HVDC onshore & offshore cables+ offshore AC transmission cable | 09-2032 | 2
1124 | 1812 | Offshore Wind Connection South Britanny | HVAC offshore platform + onshore and offshore cables + onshore substation | 09-2030 | 2
1125 | 1808 | AO6 Occitanie | HVAC 225 kV offshore platform + onshore and offshore cables + onshore substation | 03-2031 | 2
1126 | 1809 | AO6 Occitanie | HVAC 225 kV offshore platform + onshore and offshore cables + onshore substation | 12-2031 | 2
1127 | 1813 | HVDC converter stations and cables (substations) | HVDC offshore platform, onshore converter station, hvdc cables | 03-2032 | 2
1134 | 1838 | DC transmission line | 2 x 1200 MW HVDC 320 kV links including onshore and offshore cables +¨onshore converter stations | 12-2033 | 1
1138 | 1860 | 400kV OHL Suceava-Balti | New 400kV interconnection OHL aims to enhance the transmission capacity along the East-West corridor in the South-Eastern and Central Europe, remove bottlenecks and integrate RES to the network. | 12-2027 | 3
1138 | 1861 | 400/330 kV substation Balti | new transformer 400/330kV in Balti (Republic of Moldova) substation | 12-2030 | 2
1138 | 1983 | 400kV OHL Suceava (RO) - Gadalin (RO) | A new 400kV OHL that helps the transit of electricity in the east-west direction in Romania up to the border of the Republic of Moldova | 12-2030 | 2
1139 | 1854 | 380-kV Westtirol (AT) – Zell/Ziller (AT) | 380-kV OHL | 12-2037 | 1
1140 | 1855 | 380-kV St. Peter (AT) - Dürnrohr (AT) | 380-kV OHL | 12-2037 | 1
1145 | 1844 | 380-kV Obersielach (AT) - Hessenberg (AT) | Integration of large amounts of RES in the federted states of Styria and Carinthia. | 12-2035 | 1
1153 | 1856 | PST romands - Riddes (220 kV/220 kV) | PST on line Cornier - Riddes in the Riddes substation | 12-2030 | 1
1153 | 1857 | PST romands - Châtelard (380 kV/220 kV) | substituted PST transformer in the Châtelard substation | 12-2030 | 1
1153 | 1858 | PST romands - St Triphon (220 kV/220 kV) | PST on line Cornier - St. Triphon in the St Triphon substation | 12-2030 | 1
1153 | 1859 | PST romands - Verbois (380 kV/220 kV) | new PST transformer in the Verbois substation | 12-2030 | 1
1153 | 1955 | PST romands - Verbois (220 kV/220 kV #1) | PST on line Génissiat - Verbois #1 in the Verbois substation | 12-2030 | 1
1153 | 1956 | PST romands - Verbois (220 kV/220 kV #2) | PST on line Génissiat - Verbois #2 in the Verbois substation | 12-2030 | 1
1155 | 1862 | 380-kV Burgenland North (AT) - Sarasdorf (AT) - Greater Vienna (AT) | Integration of large amounts of industry and RES in the federal states of Lower Austria and Vienna. | 12-2032 | 2
1156 | 1863 | 380-kV Greater Vienna (AT) - Hessenberg (AT) | Integration of large amounts of industry and RES in the federal states of Styria, Lower Austria and Vienna. | 12-2033 | 2
1157 | 1889 | HVDC Milano-Montalto | HVDC Milano-Montalto | 12-2030 | 2
1158 | 1869 | 380-kV Bisamberg (AT) – Gaweinstal (AT) – Zaya (AT) | RES Integration; 1.000 MW Wind + 1.000 MW PV | 12-2037 | 1
1159 | 1868 | 220-kV Bisamberg (AT) – Wien Südost (AT) | RES Integration + 500 MW PV | 12-2033 | 2
1161 | 1878 | HVDC converter stations Oléron2 | Connection of a 1.2 GW offshore wind farm to an offshore link | 12-2035 | 1
1162 | 1879 | Le Havre 1 HVDC terrestrial converter stations and OSS | 525 kV Le Havre 1 HVDC terrestrial converter stations and OSS | 12-2034 | 1
1162 | 1880 | Le Havre 1 HVDC cables (links) | 525 kV Le Havre 1 HVDC cables | 12-2034 | 1
1163 | 1881 | Le Havre 2 HVDC terrestrial converter stations and OSS | 525 kV Le Havre 2 HVDC terrestrial converter stations and OSS | 12-2035 | 1
1163 | 1882 | Le Havre 2 HVDC cables (links) | 525 kV Le Havre 2 HVDC cables | 12-2035 | 1
1164 | 1883 | Fos HVDC terrestrial converter stations and OSS | 525 kV Fos HVDC terrestrial converter stations and OSS | 12-2035 | 1
1164 | 1884 | Fos HVDC cables (links) | 525 kV Fos HVDC cables | 12-2035 | 1
1165 | 1885 | HVDC converter station Charente Maritime | Connection of a 1.2 GW offshore wind farm to an offshore link | 12-2034 | 1
1166 | 1913 | HG Adriatic Corridor | HG Adriatic Corridor | 12-2036 | 2
1167 | 1917 | HG Central link | HG Central link | 12-2030 | 2
1168 | 1918 | HG Ionian-Tyrrhenian Corridor:Ionian Link | HG Ionian-Tyrrhenian Corridor:Ionian Link | 12-2035 | 2
1168 | 1919 | HG Ionian-Tyrrhenian Corridor:Rossano-Montecorvino-Latina | HG Ionian-Tyrrhenian Corridor:Rossano-Montecorvino-Latina | 12-2035 | 2
1169 | 1921 | SAPEI 2 | SAPEI 2 | 12-2040 | 2
1171 | 1962 | 400kV Interconnection IT-CH | 380 kV interconnection projects between Italian and Swiss transmission system | 01-2038 | 2
1182 | 1996 | New EHV SS Thesprotia | New SS 400/150 kV Thesprotia | 10-2030 | 2
1182 | 1997 | New double circuit OHL 400 kV Aracthos - Thesprotia | New double circuit OHL 400 kV Aracthos - Thesprotia | 10-2030 | 2
1183 | 1988 | New single circuit OHL 400 kV Thesprotia - Fier | New single circuit OHL 400 kV Thesprotia - Fier | 10-2030 | 2
1185 | 1935 | South Coast Offshore Transmission Project | While the project is at an early stage of development, to facilitate up to 900MW of new renewable generation, it is envisaged that the following infrastructure will be required: two new 220kV offshore platforms, two new 220kV onshore reactive compensation compounds / substations, two 220kV HVAC export transmission cables (consisting of both onshore and offshore elements comprising approximately 124km in total). | 10-2030 | 1
1192 | 1943 | Germany-UK Hybrid Interconnector - Phase1 | 2GW hybrid interconnector | 10-2033 | 1
1193 | 1963 | Germany-UK Hybrid Interconnector - Phase2 | 2GW hybrid interconnector | 10-2035 | 1
1197 | 1934 | NU-Link | Subsea HVDC Interconnector between GB and NL | 12-2031 | 1
1200 | 1936 | Hybrid interconnector Norway-Sørvest F Windfarm (first leg) | One or more hybrid interconnectors connecting the Sørvest F windfarm area to Norway as well as to other countries around the North Sea. In the first phase we are planning for a 1400 MW hybrid interconnector, but a 2000 MW interconnector might as well be considered. At this stage the Danish, German and Belgian alternative are considered equal alternatives. Step 1 (1500 MW) of Sørvest F windfarm is planned awarded in Q4/2023 and radial connected. Step 2 is planned awarded in 2025 and will potential be hybrid connected. Further steps might be expected, as the potential of Sørvest F windfarms is in the range 6-12 GW. | 12-2035 | 1
1200 | 1937 | Hybrid interconnector Sørvest F Windfarm-Denmark (second leg, alt.1) | One or more hybrid interconnectors connecting the Sørvest F windfarm area to Norway as well as to other countries around the North Sea. In the first phase we are planning for a 1400 MW hybrid interconnector, but a 2000 MW interconnector might as well be considered. In the CBA, only one of the Continental countries might be CBA-assessed (for ENTSO-E to decide). At this stage the Danish, German and Belgian alternative are considered equal alternatives. Step 1 (1500 MW) of Sørvest F windfarm is planned awarded in Q4/2023 and radial connected. Step 2 is planned awarded in 2025 and will potential be hybrid connected. Further steps might be expected, as the potential of Sørvest F windfarms is in the range 6-12 GW. | 12-2035 | 1
1200 | 1938 | Hybrid interconnector Sørvest F Windfarm-Germany (second leg, alt.2) | Statnett is by the Norwegian Ministry given the task to plan for one or more hybrid interconnectors connecting the Sørvest F windfarm area to Norway as well as to other countries around the North Sea. MoUs are about to be signed between Statnett and TSOs of Denmark, Germany and Belgium aiming to develop one or more hybrid interconnectors. In the first phase we are planning for a 1400 MW hybrid interconnector, but a 2000 MW interconnector will also be evaluated. This is the alternative to Germany. Statnett, Amprion GmbH and TenneT TSO GmbH are currently investigating several options for the design of a possible hybrid interconnector between Norway and Germany. It is currently still open whether this is an offshore - offshore or offshore - onshore connection. Also several connection points are under consideration. | 12-2035 | 1
1200 | 1939 | Hybrid interconnector Sørvest F Windfarm-Belgium (second leg, alt.3) | One or more hybrid interconnectors connecting the Sørvest F windfarm area to Norway as well as to other countries around the North Sea. In the first phase we are planning for a 1400 MW hybrid interconnector, but a 2000 MW interconnector might as well be considered. In the CBA, only one of the Continental countries might be CBA-assessed (for ENTSO-E to decide). At this stage the Danish, German and Belgian alternative are considered equal alternatives. Step 1 (1500 MW) of Sørvest F windfarm is planned awarded in Q4/2023 and radial connected. Step 2 is planned awarded in 2025 and will potential be hybrid connected. Further steps might be expected, as the potential of Sørvest F windfarms is in the range 6-12 GW. | 12-2035 | 1
1201 | 1940 | Interconnector Norway-Denmark | The existing interconnectors Skagerrak 1 and 2 (500 MW in total) were commissioned in 1976 and 1977 and are at the end of their technical life. The cables are expected to be in operation until 2026 with normal maintenance. The risk of failures is increasing and major repairs are not considered to be rational. The Norwegian TSO (Statnett) and the Danish TSO (Energinet) are considering to build a new 700 MW interconnector as a replacement of the ones that soon are expected to be decommissioned. MoU has been signed between the Statnett and Energinet. | 12-2035 | 2
1202 | 1941 | Back-to-Back converter Seidafjellet | Back-to-Back converter in the new Seidafjellet station (planned to replace the current Varangerbotn station) on the 220 kV line between Norway and Finland, the power flow will be better controlled and by this the cross-border capacity on existing 220 kV line Varangerbotn-Ivalo will be better utilised. | 12-2030 | 2
1203 | 1981 | North Atlantic HVDC terrestrial converter stations and OSS | 320 kV North Atlantic HVDC terrestrial converter stations and OSS | 12-2036 | 1
1203 | 1982 | North Atlantic HVDC cables (links) | 320 kV North Atlantic HVDC cables | 12-2036 | 1
1207 | 1944 | 380kV overhead Line Niederstedem-Bertrange | This projects helps to increase the cross border capacity between Germany and Luxemburg by upgrading an existing line from 220 kV to 380 kV. The additional capacity is needed to ensure security of supply in Luxemburg. | 12-2037 | 2
1208 | 1945 | Medlink (Algeria - Italy) - DC Link 1 | Medlink is a 4000 MW system composed of two links of 2000MW each, connecting Italy to North Africa. The link hereby described refers to the La Specia s/s (Italy) – Annaba (Algeria) and will be built in HVDC-VSC technology with an operating voltage of 525 kVdc. The link consists of a double bipole of 1 GW each equipped with sea electrodes, so to be able to operate at half power (500 MW) in case of fault of one pole. This is also favorable for the receiving system (Italy) where the application of the N-1 security criterion entails the loss of only 500 MW, which is fully compatible with the current reserve of the system. Design of the system can be subject to modification and revision during the detailed engineering phase. | 06-2030 | 1
1208 | 1946 | Medlink (Tunisia - Italy) - DC Link 2 | Medlink is a 4000 MW system composed of two links of 2000MW each, connecting Italy to North Africa. The link hereby described refers to the Suvereto s/s (Italy) – Marsa Dhib (Tunisia) and will be built in HVDC-VSC technology with an operating voltage of 525 kVdc. The link consists of a double bipole of 1 GW each equipped with sea electrodes, so to be able to operate at half power (500 MW) in case of fault of one pole. This is also favorable for the receiving system (Italy) where the application of the N-1 security criterion entails the loss of only 500 MW, which is fully compatible with the current reserve of the system. Design of the system can be subject to modification and revision during the detailed engineering phase | 06-2030 | 1
1208 | 1947 | Medlink (Algeria - AC) | The RES generation site currently located in Touggourt region (Algeria) will be connected to the 2 GW HVDC link converter station in Annaba through 2 x 400kV double three-phase circuit AC lines and relate sub-stations. Data provided below refer to each single circuit. | 06-2030 | 1
1208 | 1948 | Medlink (Tunisia - AC) | The RES generation site currently located in De Jebil area (Tunisia) will be connected to the 2 GW HVDC link converter station in Marsa Dhib through 2 x 400kV double three-phase circuit AC lines and relate sub-stations | 06-2030 | 1
1209 | 1953 | Broceni - Varduva new cross-border line between Latvia and Lithuania | The new cross-border network interconnection between Broceni (LV) - Varduva (LT) | 12-2035 | 1
1209 | 1954 | Cross-border network reinforcement Grobina (LV) - Derbenai (LT) | The reconstruction of the existing 330 kV OHL from substation Grobina in Latvia to substation Derbenai in Lithuania. The capacity increase on cross-border Latvia - Lithuania up to 300 MW. | 12-2035 | 1
1209 | 1967 | New 330 kV OHL Darbenai-Varduva-Musa | New 330 kV OHL Darbenai-Varduva-Musa | 12-2034 | 1
1209 | 1968 | New 330 kV OHL Panevezys-Musa | New 330 kV OHL Panevezys-Musa | 12-2033 | 1
1209 | 1969 | New 330 kV Varduva substation | New 330 kV Varduva substation | 12-2032 | 1
1209 | 1970 | New reactive compensation device in Darbenai substation | New reactive compensation device in Darbenai substation, for compensation of reactive power generated by new 330 kV lines. | 12-2028 | 1
1209 | 1971 | New reactive compensation device in Musa substation | New reactive compensation device in Musa substation, for compensation of reactive power generated by new 330 kV lines. | 12-2028 | 1
1209 | 1977 | Reconstruction of Broceni substation (LV) | The reconstruction of Broceni substation in Latvia | 12-2035 | 1
1210 | 1957 | APOLLO-LINK | The project is a 2GW HVDC Interconnection with two converters operating a VSC technology at 525 kV. It consists of approx. 660 km of subsea and 40km of onshore transmission cable. The investment is a new green field project with 2,091MW thermal capacity. | 01-2032 | 1
1211 | 1958 | Baltic WindConnector (BWC) | HVDC interconnector including converters and sea cables | 12-2037 | 1
1213 | 1960 | HVDC line | Hybrid offshore Interconnector between Germany and the Netherlands | 12-2035 | 1
1214 | 1964 | Hybrid Interconnector Denmark-Germany | On the German side, the project will include 2-4 GW of German offshore wind capacity that is already part of Germany’s national planning. On the Danish side, the project aims to integrate 2 GW of additional Danish offshore wind capacity to onshore markets as the next expansion stage of the Danish Energy Island. To integrate the additional capacity an increase of transfer capacity across the DE-DK EEZ corridor is envisioned towards 2036. | 12-2036 | 1
1215 | 1991 | Xlinks DC | The HVDC transmission architecture is based on two 1,800 MW (receiving end) bipolar 525 kV DC lines. Each cable system will be connected to a HVDC converter at the landing site based on VSC (Voltage Source Converter) technology, providing high reliability and efficiency of the transmission system. Each bipolar system will be an XLPE rigid bipole, using an aluminum conductor with a cross section of 3,500mm2. The cable systems will have two layers of steel armoring and will be buried 1m below the seabed. The entire cable system will be operated in an average water depth of 120-150m, with very limited sections of the cable crossing the seabed at water depths of 600-700m. | 10-2032 | 1
1216 | 1986 | HVDC Arad-Albertirsa | HVDC cable 2500MW 238km between Romania and Hungary | 12-2030 | 1
1216 | 1987 | HVDC Arad-Constanta South | HVDC cable 2500MW between Arad (RO) and Constanta South (RO) | 12-2030 | 1
1216 | 2003 | HVDC Arad-Bucharest | HVDC cable between Arad and Bucharest South | 12-2030 | 1
1216 | 2008 | HVDC Bucharest - Constanta South | HVDC cable between Bucharest and Constanta South | 12-2030 | 1
1217 | 1972 | MOG 3 | 2000MW radial connection | 12-2040 | 1
1218 | 1973 | Hybrid IC BE-NL | Link between Belgium and a already radially connected offshore wind farms in the Netherlands. | 12-2040 | 1
1219 | 1974 | 380kV Overhead line Bofferdange – Bertrange | The projected 380kV overhead line in subsection Bofferdange – Bertrange; length: 20km; Pylons: 2 x 380 kV AC circuits (1 circuit per side) | 12-2029 | 2
1219 | 1975 | 380/220/110-65kV substation Bertrange | Upgrade of existing 220/65/20kV substation Bertrange to connect the 380kV transmission grid to the 220kV grid infrastructure, connection e.a. of 2 circuits of the 380kV overhead line Bofferdange – Bertrange | 12-2035 | 2
1220 | 1980 | Offshore Wind Connection Viana do Castelo | Offshore Wind Connection (to be confirmed technical details\type of element) | 12-2030 | 1
1221 | 1989 | Offshore Wind Connection Leixões | Offshore Wind Connection (to be confirmed technical details\type of element) | 12-2030 | 1
1222 | 1998 | Offshore Wind Connection Figueira da Foz (North) | Offshore Wind Connection (to be confirmed technical details\type of element) | 12-2030 | 1
1223 | 1999 | Offshore Wind Connection Figueira da Foz | Offshore Wind Connection (to be confirmed technical details\type of element) | 12-2030 | 1
1224 | 2000 | Offshore Wind Connection Ericeira | Offshore Wind Connection (to be confirmed technical details\type of element) | 12-2030 | 1
1225 | 2006 | Offshore Wind Connection Sines | Offshore Wind Connection (to be confirmed technical details\type of element) | 12-2030 | 1
1226 | 2011 | 400kV OHL, Maritsa East (BG) - Nea Santa (GR) | Third interconnection line on the border between Bulgaria and Greece. It is in parallel to the existing one. | 07-2036 | 1
1226 | 2013 | 400kV OHL, Blagoevgrad (BG) - Lagadas (GR) | Fourth interconnection line on the border between Bulgaria and Greece | 07-2036 | 1
1226 | 2014 | 400kV OHL, Tsarevets (BG) - Draganesti Olt (RO) | Fifth interconnection line on the border between Bulgaria and Romania | 07-2036 | 1
1226 | 2015 | 400kV OHL, Svoboda (BG) - Bucuresti Sud (RO) | Sixth interconnection line on the border between Bulgaria and Romania | 07-2036 | 1
1226 | 2016 | 400kV OHL, Tsarevets (BG) - Zlatitsa (BG) | New internal km single circuit 400kV OHL | 07-2036 | 1
1229 | 1984 | HVDC from Ovelgönne/Rastede/Wiefelstede/Westerstede to Bürstadt | New HVDC-line from Ovelgönne/Rastede/Wiefelstede/Westerstede to Bürstadt to integrate new wind generation especially from North Sea towards Central Germany for consumption and storage. | 03-2033 | 2
1229 | 1985 | HVDC from Ovelgönne/Rastede/Wiefelstede/Westerstede to Marxheim | New HVDC-line from Ovelgönne/Rastede/Wiefelstede/Westerstede to Marxheim to integrate new wind generation especially from North Sea towards Central Germany for consumption and storage. | 03-2035 | 2
1230 | 1992 | TuNur DC | The HVDC transmission architecture is based on a single symmetrical monopole +/-320 kV system of 500MW. The HVDC converter is based on VSC (Voltage Source Converter) technology, providing high reliability and efficiency of the transmission system. TuNur DC will consist of a single symmetrical monopole +/-320 kV HVDC system with 500MW, including the overhead transmission line in Tunisia spanning from the power plant to the first converter station located in the gulf of Gabès in Tunisia, the submarine cable from the Tunisian coast to the landing point in Malta, and the HVDC converter station on the Maltese side. | 02-2032 | 1
1230 | 1993 | TuNur AC | 220 kV AC underground cables from the HVDC converter station in Malta to the point of injection in the Maltese network (identification of the final point of injection is ongoing and will be finalized through a network impact study in coordination with Enemalta). CAPEX includes also bays extension in the existing substation in the Maltese network. | 02-2032 | 1
1231 | 1994 | New HVDC link between Germany and Greece | New HVDC link between Germany and Greece with an NTC increase of 3000 MW. | 12-2035 | 1
1233 | 2001 | Beznau - Laufenburg | line | 12-2035 | 1
1233 | 2002 | Beznau - Breite | line | 12-2035 | 1
1234 | 2004 | 220-kV Reitdorf (AT) - Weißenbach (AT) | Reinforcement/Upgrade 220-kV Overheadline | 12-2028 | 3
1235 | 2007 | Second circuit of the 400 kV OHL Sajóivánka (HU) – Rimavská Sobota (SK) | nstallation of the second circuit on existing 400 kV OHL Sajóivánka (HU) – Rimavská Sobota (SK) | 12-2027 | 1
1236 | 2010 | Power-to-Gas for Austria (P2G4A) | P2G Pilot | 12-2029 | 1

## Storage projects
Project TYNDP ID | Project Name | Promoters | Project description | Commissioning year foreseen by the project promoter(s) | Status ID 1 : Under Consideration 2 : In Planning but not permitting 3 : In permitting 4 : Under Construction | Country | Existing or new project
1001 | Kaunertal Extension Project | TIWAG-Tiroler Wasserkraft AG | Extension of the existing Kaunertal hydro storage power station by: The new pumped hydro storage power station Versetz and the new reservoir Platzertal and the integration of the new natural water inflow from Ötztal into Reservoir Gepatsch. Regarding "Storage capacity": 1060 GWh is the estimated yearly generation of Pumped Hydro Storage Versetz whereas the total energy delivered to grid when the reservoir is totally emptied is 64 GWh related to the power station Versetz. The round trip efficiency of 75,4% is related to the pumped hydro storage power plant Versetz. The "Kaunertal Extension project" is recognized within the national network development plan 2021 of Austrian Power Grid AG "APG Netzentwicklungsplan 2021 für das Übertragungsnetz der Austrian Power Grid AG (APG), Austria, 2021" mentioned at page 18 and 122. TSO in charge of operating at connection point is APG. | 10-2034 | 3 | Austria | The project was in TYNDP 2022.
1003 | Hydro-pumped storage in Bulgaria - Yadenitsa | NATSIONALNA ELEKTRICHESKA KOMPANIA EAD | PSHPP Chaira has a generating capacity of 864 MW (4 units x 216 MW) and a pumping capacity of 788 MW (4 units x 197 MW). The implementation of Yadenitsa project – by constructing Yadenitsa Dam and a reversible pressure tunnel, will increase the useable capacity (volume) of the lower reservoir of PSHPP Chaira (Chaira Dam) by 9.2 mcm - from 4.2 to 13.4 mcm and thus enable a weekly operating mode of PSHPP Chaira by increasing the generating mode to 20 hours and the pumping mode to 22 hours. The project, as a part of the hydropower complex “Belmeken- Sestrimo- Chaira”, has been declared a national site. The project is of strategic significance for the electricity system in the Republic of Bulgaria and the region of Southeast Europe as it will provide a greater storage capacity for the integration of more renewable energy sources and will significantly increase the balancing flexibility of the European grid. | 2030 | 3 |  | The project was in TYNDP 2022.
1004 | Estonian PHES (pumped-hydro energy storage) | Energiasalv Pakri OÜ | The Project is an innovative underground pumped-hydro storage plant powered by Zero Terrain technical concept, see https://energiasalv.ee. The upper reservoir is the Finnish Gulf (sea water with very low salinity) and lower reservoir is the >5mill m3 cavern in depth of -600m in the gneiss body. The installed nominal rated power is 506MW, nominal storage capacity per 1 cycle (12 hours) is 6 GWh. | 2031 | 3 |  | The project was in TYNDP 2022.
1006 | HPS AMFILOCHIA | TERNA ENERGY - PUMPED STORAGE I (special purpose vehicle of TERNA ENERGY S.A) | The project Hydro Pumped Storage System in Amfilochia, consists of two independent upper reservoirs, Ag. Georgios & Pyrgos respectively, while the existing Kastraki lake will serve as a lower reservoir (Owned by the Public Power Corporation). According to the latest EIA amendment, issued on 21.08.2023, and due to the increase of the height of the Dam of Agios Georgios, the total net volume of the upper reservoirs is 8,7 million m^3 and the total storage capacity of both projects, is 4.88 GWh. The purpose of the project is to absorb energy for pumping from wind, photovoltaic or thermal energy in order to store water in the upper reservoirs during periods of low load consumption or renewables overproduction. Subsequently, energy is recovered via turbine mode during the peak load. The electromechanical equipment will be installed in a single building (Powerhouse), on the right bank of the Kastraki lake. Total installed capacity is 680 MW for production and 730 MW for pumping. The construction of the Project started in November 2022. | 2026 | 4 |  | The project was in TYNDP 2022.
1012 | Purifying -Pumped Hydroelectric Energy Storage Navaleo (P-PHES Navaleo) | "CDR TREMOR, S.L." | P-PHES NAVALEO in Leon, Spain, is pure pumped plant (CLOSED LOOP) with an installed capacity of 552 Mw. (3 x 184 Mw.) in generating mode and 548 Mw in pumping mode and generate an annual capacity of 1332 Gwh/year. The projects consists in two reservoirs with a volume of 2,23 Mio m3. The total rated flow are 90 m3/s in generating mode and 70 m3/s in pumping mode. Normal static head is 710 m. The cycle efficiency is up to 77,8%. Moreover the energy storage, the P-PHES NAVALEO has another 3 IMPORTANT DIMENSIONS: ENVIRONMENTAL: The power plant is integrated in a puryfing cycle of water flowing trough abandoned mines that are currently being directly discharged to the rivers. SOCIAL: Located in the economically depressed region of Castilla y León with unemployment rates of 20% - 30%. P-PHES NAVALEO will contribute to the reintegration of unemployed professionals and shift to a low carbon regional economy. INNOVATIVE: The Hybrid purification – generation – storage process was awarded a patent by the WIPO for the highest ratings to all claims for its novelty, inventiveness and industrial applicability" | 06-2027 | 3 |  | The project was in TYNDP 2022.
1013 | CAES Zuidwending, NL | Corre Energy BV | This project will deploy advanced compressed air energy storage (CAES) technology using air storage caverns to be developed in salt deposits. In particular the project will facilitate increased integration of onshore and offshore wind by providing balancing services and system services. The project is configured as two generation (expansion) trains, each of 160 MW capacity, and two compression trains, each of 110 MW capacity. The project will deploy hydrogen-fuelled CAES technology to provide a 100% renewable, highly flexible and cost effective long duration energy storage solution that can be rolled out across Europe to facilitate increased integration of RES. 100% H2 fuelling is anticipated from 2030, after which the project will have zero CO2 emissions. As a substantial customer for green hydrogen, the project will act as a key catalyst in the transition to the hydrogen economy in the Netherlands and across Europe. | 2027 | 3 |  | The project was in TYNDP 2022.
1025 | Silvermines Hydroelectric Power Station | Siga Hydro Limited | Silvermines Hydro is a strategically situated hydroelectric pumped storage plant in Tipperary. The Project aims to repurpose a historic mining site to generate, store, and transmit energy, with a daily design capacity of up to 1.8GWh, a 360MW. Ireland's hydro capacity is relatively limited compared to other EU power systems, making Silvermines Hydro the second hydroelectric pumped storage power generation source in the State. Silvermines Hydro is a flexible power source that serves as a generation asset, load asset, and grid asset. It can provide crucial system support services to the Transmission System Operator (TSO) and respond swiftly to changing energy demands, making it highly valuable for managing power systems, especially during intermittent renewable generation periods. The Project's intergenerational attributes, dependability, and flexibility significantly enhance Ireland's renewable energy initiatives and aid in managing Ireland's planned low-carbon power system effectively. The benefits include reduced wind curtailment, lower carbon emissions, and decreased electricity production and operation costs. Silvermines Hydro improves Ireland's security of energy supply, mitigates isolation risks as an Island power system on the periphery of Europe and enhances the overall efficiency of the power system. | 12-2030 | 3 |  | The project was in TYNDP 2022.
1026 | Hydro pumped storage Riedl | Donaukraftwerk Jochenstein AG | A pumped storage power plant at the German / Austrian border is planned upstream from existing Jochenstein hydro power plant at the Danube. Drawdown and return of water will be ensured via Danube and a storage lake will be built southwest of Gottsdorf village, approx. 350 m above the storage of Jochenstein dam. The upstream water conduit is designed as an inclined shaft. The power shaft will be located in the best possible situation given the encountered geological conditions. The downstream water conduit joins the intake/outlet structure on the Danube underground. The project focuses mainly on the integration of RES (Wind, PV), reduction of CO2 and non direct GHG emissions as well as system flexibilty. Currently, extensive work is in progress in order to obtain the approval of the authorities. | 2030 | 3 |  | The project was in TYNDP 2022.
1027 | Purifying -Pumped Hydroelectric Energy Storage CUA (P-PHES CUA) | CENTRAL DEPURADORA REVERSIBLE DEL RIO CUA, S.L. | P-PHES CUA is an innovative project that combines the power storage by pumping with purifying mine water contaminated with toxic metals. The scheme is as follows: mine waters discharged to the river currently untreated and after homogenization and purification, are introduced into the hydraulic circuit of a pumping plant consisting of 2 tanks dug outside the river with a slope of 322 m. Through the transfer of water between reservoirs by pumping and turbine hereinafter the oxygen needed to precipitate contaminants which are removed periodically and managed in accordance with the rules of residues. Subsequently, the water is returned to the river purified allowing to meet "good ecological status" under Directive 2000/60/EC Water Framework. Moreover the energy storage, the P-PHES CUA has another 3 IMPORTANT DIMENSIONS: ENVIRONMENTAL: The power plant is integrated into a purifying cycle of water flowing through abandoned mines that are currently being directly discharged to the rivers. SOCIAL: Located in the economically depressed region of Castilla y León with unemployment rates of 20%-30%. P-PHES CUA will contribute to the reintegration of unemployed professionals and shift to a low carbon regional economy. INNOVATIVE: The Hybrid purification – generation – | 01-2028 | 3 |  | The project was in TYNDP 2022.
1029 | PSPP Kozjak | "Dravske elektrarne Maribor d.o.o., Obrezna 170, 2000 Maribor" | The project PSPP Kozjak has adopted the national spatial plan since 2011. An SIA was also carried out as part of the adoption process of that plan. As the share of renewable energy sources in the Electricity System of Slovenia increases, in accordance with the adopted NECP, so enhances the need for services that HPP Kozjak will be able to offer in the system. Project is in the permitting phase and in accordance with Slovenian legislation, obtaining a building permit process is carried out in parallel with an additional environmental impact analysis (EIA). Strategic Environmental Assesment was finished within national spatial planning proces. Basic data: - Max. gross head: h = 714,2 m - Effective storage capacity: V = 3.000.000 m3, cca 5GWh - Installed power in turbine mode: 2x 220 MW - Installed power in pump mode: 2x 215 MW - connection to grid: 2 x 400 kV transmission line | 2030 | 3 |  | The project was in TYNDP 2022.
1035 | Ptolemaida Battery Energy Storage System | Prolemaida Storage SMSA (Member of Eunice Energy Group) | A state-of-the-art Battery Energy Storage System(BESS) plant is proposed with a rated power of 250 MW. A storage capacity equal to 1000 MWh is foreseen (equivalent to 4 h of operation at rated output power), substantially larger than the required minimum to achieve an annual energy generation capability of 250 GWh. The plant will consist of Li-ion battery groups connected to multiple DC/AC converters. The BESS will perform energy arbitrage on the daily load curve, will enhance RES penetration through absorption of RES energy that otherwise would be curtailed and will provide the full range of ancillaries and flexibility to the system. The plant will be installed close to existing lignite power stations in Western Macedonia, Greece that will be soon decommissioned and will connect to the 400 kV EHV transmission network, via its own EHV substation, satisfying the relevant TYNDP eligibility requirement. The plant can go into operation in a short time after its final licensing procedure as a project, being able to fill gaps in capacity adequacy and flexibility arising from thermal plants decommissioning, demand increase and introduction of substantial additional new RES capacity. | Q4 2025 | 3 |  | The project was in TYNDP 2022.
1038 | CAES Zuidwending Extension | Corre Energy B.V. | This project is an extension of CAES Zuidwending, Project 1013. This project will deploy advanced compressed air energy storage (CAES) technology using air storage caverns to be developed in salt deposits. In particular the project will facilitate increased integration of onshore and offshore wind by providing balancing services and system services. The project is configured as two generation (expansion) trains, each of 160 MW capacity, and two compression trains, each of 110 MW capacity. The project will deploy hydrogen-fuelled CAES technology to provide a 100% renewable, highly flexible and cost effective long duration energy storage solution that can be rolled out across Europe to facilitate increased integration of RES. 100% H2 fuelling is anticipated from 2030, after which the project will have zero CO2 emissions. As a substantial customer for green hydrogen, the project will act as a key catalyst in the transition to the hydrogen economy in the Netherlands and across Europe. | 2029 | 1 |  | The project was in TYNDP 2022.
1041 | Purifying-Pumped Hydroelectric Energy Storage "Velilla del Río Carrión" (P-PHES VELILLA) | C.D.R. CARRIÓN, S.L. | P-PHES VELILLA DEL RÍO CARRIÓN in Palencia, Spain, is pure pumped plant (CLOSED LOOP) with an installed capacity of 143,81 Mw. (2 x 71,91 Mw.) in generating mode and 144,40 Mw in pumping mode and generate an annual capacity of 306 Gwh/year. The projects consists in two reservoirs with a volume of 1,015 Mio m3. The total rated flow are 47 m3/s in generating mode and 34 m3/s in pumping mode. Normal static head is 363,90 m. The cycle efficiency is up to 77,8%. Moreover the energy storage, the P-PHES VELILLA has another 3 IMPORTANT DIMENSIONS: ENVIRONMENTAL: The power plant is integrated in a purifying cycle of water flowing trough abandoned mines that are currently being directly discharged to the rivers. SOCIAL: Located in the economically depressed region of Castilla y León with unemployment rates of 20% - 30%. P-PHES VELILLA will contribute to the reintegration of unemployed professionals and shift to a low carbon regional economy. INNOVATIVE: The Hybrid purification – generation – storage process was awarded a patent by the WIPO for the highest ratings to all claims for its novelty, inventiveness and industrial applicability. | 01-2028 | 3 |  | The project was in TYNDP 2022.
1044 | Green Hydrogen Hub CAES | Corre Energy BV | This project will deploy advanced compressed air energy storage (CAES) technology using air storage caverns to be developed in salt deposits. In particular the project will facilitate increased integration of onshore and offshore wind by providing balancing services and system services. The project is configured as two generation (expansion) trains, each of 160 MW capacity, and two compression trains, each of 110 MW capacity. The project will deploy hydrogen-fuelled CAES technology to provide a 100% renewable, highly flexible and cost effective long duration energy storage solution that can be rolled out across Europe to facilitate increased integration of RES. 100% H2 fuelling is anticipated from 2030, after which the project will have zero CO2 emissions. As a substantial customer for green hydrogen, the project will act as a key catalyst in the transition to the hydrogen economy in the Netherlands and across Europe. | 2028 | 3 |  | The project was in TYNDP 2022.
1046 | Online Grid Controller “PSKW-Rio” | SWT PSKW Rio GmbH & Co. KG | The realisation of the project is necessary because of the increasing expansion of RES and the shutdown of base load power plants (nuclear and coal power plants). The shutdown leads to a lack of rotating masses for stabilising the grid frequency, grid voltage etc. Without flexibility options (such as the online grid controller), an increasing share of the energy generated from wind and photovoltaics must be curtailed (feed-in management and redispatch). With the online grid controller PSKW Rio the fluctuating feed-in of RES can be balanced within a quarter of an hour. This leads to a baseload capacity of the fluctuating RES and the security of supply in the future energy system. The online grid controller PSKW Rio is an innovative and new technology that contributes to energy efficiency by increasing the regionally usable RES electricity and thus reduces carbon emissions in line with the European Union´s ambitious targets. The project will provide a significant benefit to the integration of RES and grid stability in the Greather Region of SaarLorLux. | 2030 | 1 |  | The project was in TYNDP 2022.
1048 | WSK PULS (PHES) | Vattenfall Wasserkraft PULS GmbH | PULS will be a pumped hydro electric storage plant located in the south of Thuringia in the middle of Germany. The plant will have an operating volume of about 4.1 million m³ and an electrical output of 402 MW. The storage plant will produce 838 GWh/a of CO2 free energy from volatile renewable energy sources, which will be enough to supply up to 270.000 households. As a result the regional carbon footprint could be signifcantly lowered. The topographical conditions on site suit the technical requirements of a pumped hydro energy storage plant very well, because of a given difference in height of 250 m between the upper and lower basin. Existing infrastructure (roads, powerlines,...) can be used to build and operate PULS, which results in an environmentally friendly construction and operating phase, because the construction of access roads is kept to a minimum. Also the connection to a 380 kV network is right on site of the planned location, which also minimizes the environmental impact. As a "green battery" PULS will play a huge part in the stabilisation of the network and therefore in a transition towards a carbon free energy system. | 2034 | 2 |  | The project was in TYNDP 2022.
1050 | SE Integrator | Slovenske Elektrarne | The project consists of an upgrade of the existing pumped hydro energy storage (PHES) Cierny Vah, along with a hybridization of the pumped storage plant by adding electrochemical storage. Currently, the PHES, consisting of 6 generators and commissioned in 1982, has only limited flexibility (fixed 100 MW per TG in pump mode, 70 to 110 MW in generation mode) with grid regulation possible only in turbine mode. Due to increasing penetration of variable RES, industry decarbonization and retirement of the existing coal capacity, our region will likely face periods with insufficient ancillary services capacity. Major maintenance interventions need to be executed at the PHES by 2031 to prolong its lifetime. These maintenance windows can be used to execute an ambitious refurbishment to give the PHES state of the art technical parameters. The proposed upgrade of turbo generators will lead to increased turbine&pump efficiency and will be coupled with a minimum of 70 MW, 105 MWh (net) battery. This will result in a hybrid system, combining the advantages of pumped storage and electrochemical storage, capable of provision of fast flexibility between -670 MW and +730 MW. | 12-2031 | 2 |  | The project was in TYNDP 2022.
1052 | Purifying -Pumped Hydroelectric Energy Storage Buseiro (P-PHES BUSEIRO) | CDR BUSEIRO, S.L. | P-PHES BUSEIRO in Asturias, Spain, is a pure pumped plant (CLOSED LOOP) with an installed capacity of 153,18 Mw. (2 x 76,59 Mw.) in generating mode and 162,14 Mw in pumping mode and generate an annual capacity of 419 Gwh/year. The project consists of two reservoirs with a volume of 1,599 Mio m3. The total rated flow is 30 m3/s in generating mode and 24,6 m3/s in pumping mode. Normal static head is 316 m. The cycle efficiency is up to 95%. Moreover, the energy storage, the P-PHES BUSEIRO has another 3 IMPORTANT DIMENSIONS: ENVIRONMENTAL: The power plant is integrated into a purifying cycle of water flowing through abandoned mines that are currently being directly discharged to the rivers. SOCIAL: Located in the economically depressed region of Asturias with unemployment rates of 20% - 30%. P-PHES BUSEIRO will contribute to the reintegration of unemployed professionals and shift to a low carbon regional economy. INNOVATIVE: The Hybrid purification – generation – storage process was awarded a patent by the WIPO for the highest ratings to all claims for its novelty, inventiveness and industrial applicability" | 04-2028 | 3 |  | The project was in TYNDP 2022.
1054 | REVERSIBLE HYDROELECTRIC POWER PUMP "AGUAYO II" | REPSOL GENERACIÓN SLU | Construction and commissioning of a Reversible Hydraulic Power Plant, called "AGUAYO II" with a capacity of 1000 MW. It will be located in the Alsa reservoir.The project will pump the water from this existing reservoir to a existing higher reservoir named Mediajo and will turbine it to generate electricity and restoring it back to the Alsa reservoir. It will be equipped with 4 reversible turbine-pump hydraulic groups. Daily Storage Capacity: 6.000 MWh (6 hours of operation in turbine mode). Equivalent annual energy production: approximately 2 GWh. Maximum annual volume : 10 Hm3. ( upper reservoir capacity) Maximum turbine mode flow: 360 m3 / s Maximum pump mode flow: 280 m3 / s. Water destination: Electricity production under the Reversible Power Plant regime. Non consumptive use. | 2027 | 3 |  | The project was in TYNDP 2022.
1064 | CHR IRENE | ACCIONA ENERGÍA | CHR IRENE is a new Pumped Storage Hydropower (PSH) promoted by ACCIONA ENERGÍA through the company Desarrollos Renovables del Norte. It is located between two energy axes of European Union countries: País Vasco/Navarra (Spain) and Landes (France)/Navarra (Spain), the latter being a PIC project promoted by the Spanish TSO. It is a closed-loop PSH with two new artificial reservoirs off-stream and with the power house located in a cavern. It is planned in two phases, with the same hydraulic circuit and the same cavern. The storable energy is 5,79 GWh. The first phase is designed with a power of 494,8MW and 12 hours of turbine operation. In a potential second phase, the power would increase to 733,5 MW with 8 hours of turbine operation. The design of CHR IRENE has been implemented using a hydraulic short circuit to provide the installation with enough flexibility to assist in controlling the electrical grid and the interconnection between France and Spain. | 31/12/2030 | 2 |  | This project is new in TYNDP 2024.
1066 | Kemijoki PSP | Kemijoki Oy | Kemijoki Oy is planning to build a large pumped hydro storage power plant in Kemijärvi municipality in northern Finland. The pumping and electricity production capacity of the project is 550 MW, and the size of the electricity storage is 4400 MWh. The amount of energy produced in a year is around 420 GWh. The project would be the first large-scale pumped hydro storage power plant in Finland and it offers much-needed energy storage capacity and flexible power production to the Finnish power system. The Finnish electricity users would gain as the PSP reduces spot and balancing market prices as well as the need for system reserves. Kemijoki Oy is the largest producer of hydro power in Finland. Kemijoki's annual production is approximately 4750 GWh (2022), which accounts for one third of hydro power production in Finland. The company owns 20 hydropower plants (1166 MW). Kemijoki Oy's largest shareholder is the Finnish state, which owns a total of 50.10% of Kemijoki Oy's entire share capital. | 2032 | 1 |  | This project is new in TYNDP 2024.
1067 | PSP CONSO II | IBERDROLA GENERACIÓN SAU | PSP CONSO II is a new pumped-storage hydropower station to be built between the existing reservoirs of Cenza and Bao, in Orense, Galicia, Spain. It will include six 300 MW-rated reversible units totalling 1800 MW of maximum capacity, in both pump and turbine mode. Located in a rough and steep terrain of an environmentally protected area, PSP CONSO II is conceived as an underground facility, which allowing minimisation of the environmental impact, both during installation and operation. The power units and ancillary equipment will be located in two adjacent 500m-deep caverns, in addition to 6 km- and 2 km-long underground pipeline connections to the Cenza and Bao reservoirs, respectively. Moreover, PSP CONSO II is conceived as a double hydraulic circuit station, making it a safer, simpler and more reliable project. This will additionally provide added value benefits to the power system, by means of hydraulic short circuit operating configurations, thus offering flexibility to the grid in a very wide range of power. The station will be connected to the existing 400 kV Trives-Aparecida line, at a new substation in Villarino de Conso to be constructed by REE, already included in the NDP 2021-2026. | 2031 | 3 |  | This project is new in TYNDP 2024.
1068 | Hydro-pumped electricity storage GIRONÉS & RAÏMATS | EBERGY 2011 S.L. | Gironés-Raïmats is a big capacity energy storage project included in the 4th List of Project of Common Interest. Base load power stations in Spain (e.g. coal-fired or nuclear) are being increasingly substituted by fluctuating renewables (mainly wind or photovoltaic). Gironés Raïmats aims to provide a quick response for peak-load energy supply, becoming a useful tool for ancillary services such as provision of contingency reserve, provision of regulation reserve, load following, load shifting (energy arbitrage), black start and voltage support. Gironés-Raïmats uses the pumped hydro energy storage technology (PHES). This facility comprises two new water reservoirs operating in a closed-loop, a 7 km-long steel-lined waterway connecting both the reservoirs, and eight reversible pump-turbines in the powerhouse. With an investment over 2600 million euros, this PHES scheme has 3076 Mw of average installed capacity and 75.4 Gwh of maximum stored energy. The two-phase construction design enables a cost-effectively solution without requiring significant upgrades of the existing transmission system. | 2030 | 1 |  | This project is new in TYNDP 2024.
1070 | Hydro-Pumped Electricity Storage in Estonia Mine | Eesti Energia AS | The project will build a 325 MW pumped storage hydro power (PSHP) plant in the abandoned part of Estonia mine which is located in North-Eastern part of Republic of Estonia. Electricity will be stored mechanically by circulating water between two reservoirs at different height level. During electricity oversupply in the grid, water will be pumped into the upper reservoir, and when demand is high, electricity will be generated by releasing water back into the underground lower reservoir. Innovatively, as Estonia does not have mountains, the height difference between two reservoirs will be created from utilizing mining by-products - waste rock and old tunnels. The upper reservoir substructure will be built from more than 5 million tons of limestone mining tailings, and 18,8 km worth of waterproofed and reinforced old mining tunnels will form the lower reservoir. This reuse-based approach enables to build pumped hydro as a brownfield project, with minimal additional environmental impact. Currently there is a 2 – 5 MW nominal capacity pilot hydro-pumped electricity storage plant project being developed as a proof of concept by the same developer in the same location which would be scaled up by 2034. | 2034 | 3 |  | This project is new in TYNDP 2024.
1071 | Villarosa | Edison S.p.A. | The Villarosa Pumped Storage project consists in a hydroelectric storage system classified as ‘pure pumping’, meaning that the natural inflows in the upper basin are less than 5% of the volume of water annually turbined. The plant will be in Sicily, in the municipalities of Villarosa, Calascibetta and Enna. The project foresees the construction of a new upper reservoir with capacity of approx. 3 mln m3, an underground powerhouse equipped with two reversible pump-turbine and a Full Size Converter, and a waterways system connecting the new reservoir with the existing Villarosa reservoir (Morello Dam). The selected E&M configuration will balance the grid fluctuations thanks to high operational flexibility, allowing the integration of intermittent renewable energies such as solar and wind power. Villarosa PSP can be assimilated to a closed cycle in which the volume of water pumped from the downstream reservoir is then entirely returned to the reservoir itself passing through the plant turbines generating energy. | 2029 | 3 |  | This project is new in TYNDP 2024.
1072 | HPS VROCHONERA | TERNA ENERGY S.A. | The Hydro Pumped Storage Complex “Vrochonera” consists of two independent Hydro Pump Storage Projects “Vrochonera I” (installed production capacity 424 MW - installed pumping capacity 377 MW) and “Vrochonera II” (installed production capacity 351 MW - installed pumping capacity 344 MW).Total net volume of Upper Reservoir 3.44 million m^3. As Lower Reservoir of the Complex, is considered the existing artificial lake “Agia Varvara” (Owner Public Power Corporation). The purpose of the Project is energy storing to assist renewable sources integration. The excess wind and photovoltaic energy will be stored, through water pumping from the lower to the upper reservoirs, during the low load consumption or in renewable overproduction periods. Subsequently, energy will be recovered via turbine mode, during the peak load hours. The electromechanical equipment will be installed in two independent Power Houses. The total installed capacity is 775 MW for production and 721 MW for pumping. | 2031 | 1 |  | This project is new in TYNDP 2024.
1073 | Taccu Sa Pruna | Edison S.p.A. | Taccu Sa Pruna Storage project consists in a hydroelectric storage system classified as ‘pure pumping’, meaning that the natural inflows in the upper basin are less than 5% of the volume of water annually turbined. The plant will be located between the existing reservoir of Nuraghe Arrubiu and a newly built basin with a volume of approximately 3,000,000 cubic meters in the locality of Taccu Sa Pruna, in the municipality of Esterzili (SU). The planned underground powerhouse is equipped with two ternary group, and a waterways system connecting the new reservoir with the existing one. The selected E&M configuration will balance the grid fluctuations thanks to high operational flexibility, allowing the integration of intermittent renewable energies such as solar and wind power. Taccu Sa Pruna PSP can be assimilated to a closed cycle in which the volume of water pumped from the downstream reservoir is then entirely returned to the reservoir itself passing through the plant turbines generating energy. | 2031 | 3 |  | This project is new in TYNDP 2024.
1074 | Construction of pumped-storage hydropower plant “Batak”, which utilizes the pre-existing dams of the “Batashki hydroelectric cascade” - (PSHPP “Batak”) | NATSIONALNA ELEKTRICHESKA KOMPANIA EAD | The project PSHPP “Batak” is strategically located to leverage the Batashki hydroelectric cascade dams. It provides both an addition and an alternative to PSHPP “Chaira” with its newly installed generating and pumping mode storage capacity of approximately 800 MW, achieved by connecting and utilizing as an upper reservoir the "Golyam Beglik" dam and as a lower reservoir the "Batak" dam. The implemented project will enhance the energy infrastructure and improve its resilience by integrating new renewable energy generation within the European power grid. In addition, the integration of modern pump-hydro storage technologies will optimize the operation of base power plants, thereby increasing the reliability and flexibility of the Bulgarian electricity system. This will enhance its balancing capabilities, enable flexible 24-hour and weekly management, rapid capacity replacement during emergencies and additional balancing services. Additionally, it will optimize energy pricing in Southeast Europe as it will provide real-time price signals for all regionally coupled market segments. Its implementation has a key role toward achieving the goals and priorities defined in the Integrated National "Energy and Climate" Plan, promoting low-carbon technologies, while preserving energy security. | 2030 | 1 |  | This project is new in TYNDP 2024.
1075 | Construction of pumped-storage hydropower plant “Dospat” - (PSHPP "Dospat") | NATSIONALNA ELEKTRICHESKA KOMPANIA EAD | The project "PSHPP “Dospat” will serve as both a strategic addition and an alternative to PSHPP “Chaira” with its newly installed generating and pumping mode storage capacity of approximately 800 MW. This will be achieved by connecting and utilizing as an upper reservoir the "Golyam Beglik" and “Shiroka polyana” dams and as lower reservoir the "Dospat" dam. The implemented project will strengthen the European energy grid infrastructure and enhance its resilience through the integration of new renewable energy generation. By leveraging advanced pumped-hydro storage technologies, there will be a marked optimization in the operational efficiency of base-load power plants, thereby strengthening the stability and flexibility of the Bulgarian power grid. The implementation of the project delivers a sustainable energy solution, which will allow for flexible 24-hour and weekly management, rapid capacity replacement during emergencies, and additional balancing services. Its implementation will ensure long-term energy security and is of key importance toward achieving the goals and priorities defined in the Integrated National "Energy and Climate" Plan, promoting low-carbon technologies. | 2032 | 1 |  | This project is new in TYNDP 2024.
1076 | Favazzina | Edison S.p.A. | The Favazzina Pumped Storage project consists in a hydroelectric storage system classified as ‘pure pumping’, meaning that the natural inflows in the upper basin are less than 5% of the volume of water annually turbined. The plant will be in Calabria, in the municipalities of Scilla and Bagnara Calabra. The project foresees the construction of a new upper reservoir with capacity of approx. 1 mln m3, an underground powerhouse equipped with two ternary groups, a surge tank, and a waterways system connecting the new reservoir with the lower basin (Tyrrhenian Sea). Pumped storage plants, such as Favazzina PSP, will balance the grid fluctuations thanks to high operational flexibility, allowing the integration of intermittent renewable energies such as solar and wind power. The Favazzina PSP can be assimilated to a closed cycle in which the volume of water pumped from the downstream reservoir is then entirely returned to the reservoir itself passing through the plant turbines generating energy. | 2032 | 3 |  | This project is new in TYNDP 2024.
1077 | Serra Del Corvo | Edison S.p.A. | The Serra del Corvo Pumped Storage project consists in a hydroelectric storage system classified as ‘pure pumping’, meaning that the natural inflows in the upper basin are less than 5% of the volume of water annually turbined. The plant will be in Puglia, in the municipality of Gravina in Puglia. The project foresees the construction of a new upper reservoir with capacity of approx. 5 mln m3, an underground powerhouse equipped with two reversible pump-turbine, and a waterways system connecting the new reservoir with the existing Serra del Corvo reservoir (Basentello Dam). Pumped storage plants, such as Serra del Corvo PSP, will balance the grid fluctuations thanks to operational flexibility, allowing the integration of intermittent renewable energies such as solar and wind power. The Serra del Corvo PSP can be assimilated to a closed cycle in which the volume of water pumped from the downstream reservoir is then entirely returned to the reservoir itself passing through the plant turbines generating energy. | 2030 | 3 |  | This project is new in TYNDP 2024.
1078 | HPS LADONAS | PPC Renewables - TERNA Energy S.A. (special purpose vehicle of TERNA ENERGY S.A) | The Hydro Pumped Storage “Ladonas” consists of the Upper Reservoir, the Water Conveyance Systems and the Powerhouse. The net volume is 1,95 million m^3. As Lower Reservoir of the Project, is considered the existing artificial lake “Ladonas” (Owner Public Power Corporation). The purpose of the Project is energy storing to assist renewable sources integration. The excess wind and photovoltaic energy will be stored, through water pumping from the lower to the upper reservoir, during the low load consumption or in renewable overproduction periods. Subsequently, energy will be recovered via turbine mode, during the peak load hours. The electromechanical equipment will be installed in the Power House. The total installed capacity is 220 MW for production and 231 MW for pumping. | 2031 | 1 |  | This project is new in TYNDP 2024.
1081 | CAES Ahaus, Germany | Corre Energy BV | This project will deploy advanced compressed air energy storage (CAES) technology using air storage caverns to be developed in salt deposits. In particular the project will facilitate increased integration of onshore and offshore wind by providing balancing services and system services. The project is configured as two generation (expansion) trains, each of 160 MW capacity, and two compression trains, each of 110 MW capacity. The project will deploy hydrogen-fuelled CAES technology to provide a 100% renewable, highly flexible and cost effective long duration energy storage solution that can be rolled out across Europe to facilitate increased integration of RES. 100% H2 fuelling is anticipated from 2030, after which the project will have zero CO2 emissions. As a substantial customer for green hydrogen, the project will act as a key catalyst in the transition to the hydrogen economy in the Netherlands and across Europe. | 2029 | 1 |  | This project is new in TYNDP 2024.

## Non-compliant projects
The following projects were found not to comply with the TYNDP 2024 Guidance. They are therefore not included in the TYNDP 2024 project portfolio.
Project ID | Project name | Reason for non-compliance
TRANSMISSION PROJECTS
293 | Southern Aegean Interconnector (SAI) | The project did not prove compliance with any of the additional administrative criteria e) to k). Compliance with at least one of these criteria is mandatory for inclusion in TYNDP.
1051 | Aminth Energy Ltd | The project did not prove compliance with any of the additional administrative criteria e) to k). Compliance with at least one of these criteria is mandatory for inclusion in TYNDP.
1107 | EuroAfrica Interconnector | The project did not prove compliance with the administrative criteria c). Compliance with this criteria is mandatory for inclusion in TYNDP.
STORAGE PROJECTS
1069 | (P-PHES HULLERA VASCO LEONESA) | The project did not prove compliance with any of the additional administrative criteria e) to k). Compliance with at least one of these criteria is mandatory for inclusion in TYNDP.
1080 | ECOEBRE Hydro pumping plant | The project did not prove compliance with any of the additional administrative criteria e) to k). Compliance with at least one of these criteria is mandatory for inclusion in TYNDP.

## Non-submitted to TYNDP2024
The following projects were included in TYNDP 2022 but have not been submitted to TYNDP 2024. ENTSO-E gave project promoters the possibility to provide the reasons for not submitting the project to TYNDP 2024.
Project ID | Project name | Reasons for non-submission to TYNDP 2024 provided by project promoters
TRANSMISSION PROJECTS
26 | Reschenpass Interconnector Project | Commissioned or close to be commissioned
103 | Reinforcements Ring NL phase INo relevant | Commissioned or close to be commissioned
123 | LitPol Link Stage 2 | Commissioned or close to be commissioned
142 | CSE4No relevant | Commissioned or close to be commissioned
183 | DKW-DE, Westcoast | Commissioned or close to be commissioned
186 | East of Austria | Commissioned or close to be commissioned
190 | NorthConnect | NorthConnect did not receive permits for a point to point interconnector in Norway end last year
230 | GerPol Power Bridge I | The main part of the project is already commissioned or close to commissioning. The rest of investments will be rescheduled due to implementation other associated investments.
252 | Internal Belgian Backbone Center-East: HTLS upgrade Massenhoven-VanEyck-Gramme-Courcelles-Bruegel-Mercator | The withdrawal of this project out of the TYNDP has been discussed with and approved by our regulator. The project is still planned to be executed but has been withdrawn from the TYNDP as the methodology used in the TYNDP is not the most suited for the assessment of internal grid reinforcement. The creation of hosting capacity for local load and generation is for example a benefit that isn’t taken into account in the TYNDP.
263 | Lake Constance EastNo relevant | Cancelled
286 | Greenlink | Commissioned or close to be commissioned
1042 | Offshore Wind LT 1 | No longer eligible for PCI
1047 | Emden-EemshavenNo relevant | Currently being re-evaluated against other competing alternatives
1082 | Sea-Socket | The Irish Member State (Department of Energy Climate Communications -DECC), considered Sea Socket not compliant with current Irish Off-Shore Grid Policy
1119 | Bisamberg (AT) - Wien SO (AT) - Parndorf (AT) - To be DELETED!No relevant | Reclustering
1120 | Wien SO (AT) – Ternitz (AT) – Hessenberg (AT) | Replaced by project 1156 “380-kV Greater Vienna (AT) - Hessenberg (AT)
1129 | New RES at Minho region | Due to the difficulties to identify feasibly corridors with low environmental and social impact (in order to be able to construct the line) it was decided to reschedule the project and now currently the project is beyond the Portuguese NDP time horizon. It was also decided to reassess the need of the project (or its configuration as it was considered before) considering the new developments already occurred and foreseen for next years both for the network and for the expected evolution of the generation\demand in the area.
STORAGE PROJECTS
1037 | ELSEA - European Large Scale Energy Accumulation | Internal reasons
1039 | Reversible Hydraulic Power Plant "Los Guajares" | -
1055 | CAES Leer, Germany | On hold for internal reasons
1056 | CAES Etzel, Germany | On hold for internal reasons
1057 | CAES Harsefeld-Stade, Germany | On hold for internal reasons